## Total Asset (hidden)
Shotover WWTP Total Asset Register
P&ID | Asset Type | Area | Item | UID | Asset Code | Name | Description
0010 | VLV | 240 | 101 | 240101 | VLV-240101 | Grit Inlet Channel Odour extraction | VALVE |  | Foul air
0010 | VLV | 240 | 102 | 240102 | VLV-240102 | Grit Outlet Channel Odour extraction | VALVE |  | Foul air
0010 | VLV | 240 | 103 | 240103 | VLV-240103 | Grit Chamber Air Inlet Valve | VALVE |  | Foul air
0010 | VLV | 240 | 104 | 240104 | VLV-240104 | Grit Sparge Isolation Valve | VALVE |  | Recycled effluent
0010 | VLV | 240 | 105 | 240105 | VLV-240105 | Grit Sparge Bypass Valve | VALVE |  | Recycled effluent
0010 | VLV | 240 | 106 | 240106 | VLV-240106 | Grit Sparge Pressure Gauge Isolation Valve | VALVE |  | Recycled effluent
0010 | VLV | 240 | 107 | 240107 | VLV-240107 | Grit Sparge Isolation Valve | VALVE |  | Recycled effluent
0010 | NRV | 240 | 108 | 240108 | NRV-240108 | Grit Sparge Non Return Valve | NON RETURN VALVE |  | Recycled effluent
0010 | VLV | 240 | 109 | 240109 | VLV-240109 | Grit Sparge Isolation Valve | VALVE |  | Recycled effluent
0010 | VLV | 240 | 110 | 240110 | VLV-240110 | Grit Chamber Hose Reel Isolation Valve | VALVE |  | Potable Water
0010 | VLV | 240 | 111 | 240111 | VLV-240111 | Grit Pump Flush Isolation Valve | VALVE |  | Recycled effluent
0010 | VLV | 240 | 112 | 240112 | VLV-240112 | Grit Pump Flush Isolation Valve | VALVE |  | Recycled effluent
0010 | VLV | 240 | 113 | 240113 | VLV-240113 | Grit Pump Flush Isolation Valve | VALVE |  | Recycled effluent
0010 | VLV | 240 | 114 | 240114 | VLV-240114 | Grit Pump Flush Needle Valve | VALVE |  | Recycled effluent
0010 | VLV | 240 | 115 | 240115 | VLV-240115 | Grit Pump Flush Drain Valve | VALVE |  | Recycled effluent
0010 | VLV | 240 | 116 | 240116 | VLV-240116 | Grit Pump Drain Valve | VALVE |  | Recycled effluent
0010 | VLV | 240 | 117 | 240117 | VLV-240117 | Grit Pump Flushing Point Isolation Valve | VALVE |  | Recycled effluent
0010 | VLV | 240 | 119 | 240119 | VLV-240119 | Grit Pump Isolation Gate Valve | VALVE |  | Recycled effluent
0010 | VLV | 240 | 120 | 240120 | VLV-240120 | Grit Pump Flushing Point Isolation Valve | VALVE |  | Recycled effluent
0010 | VLV | 240 | 123 | 240123 | VLV-240123 | Grit Pump Pressure Gauge Isolation Valve | VALVE |  | Recycled effluent
0010 | VLV | 240 | 124 | 240124 | VLV-240124 | Grit Pump Flushing Point Isolation Valve | VALVE |  | Recycled effluent
0010 | VLV | 240 | 125 | 240125 | VLV-240125 | Grit Pump Isolation Valve | VALVE |  | Recycled effluent
0010 | VLV | 240 | 126 | 240126 | VLV-240126 | Sample Tap Isolation Valve | VALVE |  | Recycled effluent
0010 | VLV | 240 | 127 | 240127 | VLV-240127 | Grit Inlet Sample Valve | VALVE |  | Recycled effluent
0010 | VLV | 240 | 129 | 240129 | VLV-240129 | Grit Channel Air Outlet Dampener | VALVE |  | Foul air
0010 | MIX | 240 | 230 | 240230 | MIX-240230 | Grit Chamber Mixer | MIXER |  | Raw sewage
0010 | CMB | 240 | 250 | 240250 | CMB-240250 | Vortex Grit Chamber | CHAMBER |  | Raw sewage
0010 | WER | 240 | 261 | 240261 | WER-240261 | Grit Chamber Inlet Stopboard | WEIR/SLIDE GATE |  | Raw sewage
0010 | WER | 240 | 262 | 240262 | WER-240262 | Grit Chamber Bypass Penstock | WEIR/SLIDE GATE |  | Raw sewage
0010 | WER | 240 | 263 | 240263 | WER-240263 | Grit Chamber Outlet Stopboard | WEIR/SLIDE GATE |  | Raw sewage
0010 | SPS | 240 | 270 | 240270 | SPS-240270 | Grit Chamber Mixer Speed Switch | SPEED SWITCH | 24VDC | 0
0010 | SOL | 240 | 280 | 240280 | SOL-240280 | Grit Sparge Solenoid Valve | SOLENOID VALVE |  | Recycled effluent
0010 | SOL | 240 | 281 | 240281 | SOL-240281 | Grit Pump Flush Solenoid | SOLENOID VALVE |  | Recycled effluent
0010 | FSL | 240 | 290 | 240290 | FSL-240290 | Grit Sparge Flow Switch Low | FLOW SWITCH LOW |  | 0
0010 | FSL | 240 | 291 | 240291 | FSL-240291 | Grit Pump Flush Flow Switch Low | FLOW SWITCH LOW |  | 0
0010 | PRV | 240 | 300 | 240300 | PRV-240300 | Grit Pump Flush Pressure Sustaining Valve | PRESSURE RELIEF VALVE |  | Recycled effluent
0010 | PMP | 240 | 310 | 240310 | PMP-240310 | Grit Pump | PUMP |  | Raw sewage
0010 | FLS | 240 | 321 | 240321 | FLS-240321 | Grit Pump Flushing Point | FLUSHING CONNECTION |  | Raw sewage
0010 | FLS | 240 | 322 | 240322 | FLS-240322 | Grit Pump Flushing Point | FLUSHING CONNECTION |  | Raw sewage
0010 | FLS | 240 | 323 | 240323 | FLS-240323 | Grit Pump Flushing Point | FLUSHING CONNECTION |  | Raw sewage
0010 | MTR | 240 | 330 | 240330 | MTR-240330 | Grit Pump Motor | MOTOR |  | 0
0010 | MTR | 240 | 331 | 240331 | MTR-240331 | Grit Chamber Mixer Motor | MOTOR |  | 0
0010 | PRG | 240 | 340 | 240340 | PRG-240340 | Grit Sparge Pressure Gauge | PRESSURE GAUGE |  | Recycled effluent
0010 | PRG | 240 | 341 | 240341 | PRG-240341 | Grit Pump Discharge Pressure Gauge | PRESSURE GAUGE |  | Raw sewage
0010 | FI | 240 | 350 | 240350 | FI-240350 | Grit Pump Flow Indicator | FLOW INDICATOR |  | 0
0010 | TAP | 240 | 360 | 240360 | TAP-240360 | Grit Pump Sample Tap | SAMPLE TAP OR SIMILAR |  | Raw sewage
0010 | LIC | 240 | 380 | 240380 | LIC-240380 | Grit Chamber Outlet Level Indicating Control | LEVEL INDICATING CONTROL |  | 0
0010 | ROT | 240 | 420 | 240420 | ROT-240420 | Grit Pump Flush Rotameter | ROTAMETER |  | Recycled effluent
0010 | VCA | 240 | 430 | 240430 | VCA-240430 | Grit Pump Actuated Discharge Valve | CONTROL VALVE |  | Raw sewage
0011 | VLV | 240 | 128 | 240128 | VLV-240128 | Grit Classifier Odour Control Damper | VALVE |  | Foul air
0011 | VLV | 240 | 140 | 240140 | VLV-240140 | Grit Classifier Autosampler Isolation Valve | VALVE |  | Raw sewage
0011 | YS | 240 | 272 | 240272 | YS-240272 | Grit Classifier Screw Conveyor Torque Switch | TORQUE SWITCH | 24VDC | 0
0011 | AUT | 240 | 400 | 240400 | AUT-240400 | Grit Classifier Return Autosampler | AUTOSAMPLER |  | Raw sewage
0011 | RTW | 240 | 410 | 240410 | RTW-240410 | Grit Bund | RETAINING WALLS/BUND |  | Drainage
0011 | VLV | 290 | 100 | 290100 | VLV-290100 | MLE Distribution Chamber Air Inlet Valve | VALVE |  | Foul air
0011 | VLV | 290 | 101 | 290101 | VLV-290101 | MLE Distribution Chamber Air Outlet Valve No1 | VALVE |  | Foul air
0011 | VLV | 290 | 102 | 290102 | VLV-290102 | MLE Distribution Chamber Flowmeter Isolation Valve | VALVE |  | Pretreated sewage
0011 | VLV | 290 | 103 | 290103 | VLV-290103 | MLE Distribution Chamber Flowmeter Isolation Valve | VALVE |  | Pretreated sewage
0011 | VLV | 290 | 104 | 290104 | VLV-290104 | MLE Distribution Chamber Flowmeter Isolation Valve | VALVE |  | Pretreated sewage
0011 | VLV | 290 | 105 | 290105 | VLV-290105 | MLE Distribution Chamber Air Inlet Valve | VALVE |  | Foul air
0011 | VLV | 290 | 106 | 290106 | VLV-290106 | MLE Distribution Chamber Air Outlet Valve | VALVE |  | Foul air
0011 | LI | 290 | 201 | 290201 | LI-290201 | MLE Distribution Chamber Level Indicating Transmitter 1 | LEVEL INDICATOR |  | 0
0011 | LI | 290 | 202 | 290202 | LI-290202 | MLE Distribution Chamber Level Indicating Transmitter 2 | LEVEL INDICATOR |  | 0
0011 | WER | 290 | 231 | 290231 | WER-290231 | MLE Distribution Chamber Flow Control Gate 1 - Actuated | WEIR/SLIDE GATE |  | Pretreated sewage
0011 | WER | 290 | 232 | 290232 | WER-290232 | MLE Distribution Chamber Flow Control Gate 2 | WEIR/SLIDE GATE |  | Pretreated sewage
0011 | WER | 290 | 234 | 290234 | WER-290234 | MLE Distribution Chamber Flow Control Gate 3 | WEIR/SLIDE GATE |  | Pretreated sewage
0011 | FE | 290 | 241 | 290241 | FE-290241 | MLE Distribution Chamber Bioreactor Feed Flow Element | FLOW ELEMENT |  | Pretreated sewage
0011 | FE | 290 | 242 | 290242 | FE-290242 | MLE Distribution Chamber Pond Feed Flow Element | FLOW ELEMENT |  | Pretreated sewage
0011 | AI | 290 | 280 | 290280 | AI-290280 | MLE Distribution Chamber pH Analyser Indicator | ANALYSER INDICATOR |  | 0
0011 | CMB | 290 | 310 | 290310 | CMB-290310 | MLE Distribution Chamber | CHAMBER |  | Pretreated sewage
0012 | VLV | 300 | 100 | 300100 | VLV-300100 | MLE Reactor Hose Reel Isolation Valve | VALVE |  | Potable water
0012 | VLV | 300 | 101 | 300101 | VLV-300101 | Swing Zone Air Isolation Valve | VALVE |  | Air
0012 | VLV | 300 | 102 | 300102 | VLV-300102 | Aeration Zone 1 Air Isolation Valve 1 | VALVE |  | Air
0012 | VLV | 300 | 103 | 300103 | VLV-300103 | Aeration Zone 1 Air Isolation Valve 2 | VALVE |  | Air
0012 | VLV | 300 | 104 | 300104 | VLV-300104 | Aeration Zone 2 Air Isolation Valve 1 | VALVE |  | Air
0012 | VLV | 300 | 105 | 300105 | VLV-300105 | Aeration Zone 2 Air Isolation Valve 2 | VALVE |  | Air
0012 | VLV | 300 | 111 | 300111 | VLV-300111 | Swing Zone Air Grid Butterfly Valve 1 | VALVE |  | Air
0012 | VLV | 300 | 112 | 300112 | VLV-300112 | Swing Zone Air Grid Butterfly Valve 2 | VALVE |  | Air
0012 | VLV | 300 | 113 | 300113 | VLV-300113 | Swing Zone Air Grid Butterfly Valve 3 | VALVE |  | Air
0012 | VLV | 300 | 121 | 300121 | VLV-300121 | Aeration Zone 1 Air Grid Butterfly Valve 1 | VALVE |  | Air
0012 | VLV | 300 | 122 | 300122 | VLV-300122 | Aeration Zone 1 Air Grid Butterfly Valve 2 | VALVE |  | Air
0012 | VLV | 300 | 123 | 300123 | VLV-300123 | Aeration Zone 1 Air Grid Butterfly Valve 3 | VALVE |  | Air
0012 | VLV | 300 | 124 | 300124 | VLV-300124 | Aeration Zone 1 Air Grid Butterfly Valve 4 | VALVE |  | Air
0012 | VLV | 300 | 125 | 300125 | VLV-300125 | Aeration Zone 1 Air Grid Butterfly Valve 5 | VALVE |  | Air
0012 | VLV | 300 | 126 | 300126 | VLV-300126 | Aeration Zone 1 Air Grid Butterfly Valve 6 | VALVE |  | Air
0012 | VLV | 300 | 127 | 300127 | VLV-300127 | Aeration Zone 1 Air Grid Butterfly Valve 7 | VALVE |  | Air
0012 | VLV | 300 | 128 | 300128 | VLV-300128 | Aeration Zone 1 Air Grid Butterfly Valve 8 | VALVE |  | Air
0012 | VLV | 300 | 129 | 300129 | VLV-300129 | Aeration Zone 1 Air Grid Butterfly Valve 9 | VALVE |  | Air
0012 | VLV | 300 | 130 | 300130 | VLV-300130 | Aeration Zone 1 Air Grid Butterfly Valve 10 | VALVE |  | Air
0012 | VLV | 300 | 131 | 300131 | VLV-300131 | Aeration Zone 2 Air Grid Butterfly Valve 1 | VALVE |  | Air
0012 | VLV | 300 | 132 | 300132 | VLV-300132 | Aeration Zone 2 Air Grid Butterfly Valve 2 | VALVE |  | Air
0012 | VLV | 300 | 133 | 300133 | VLV-300133 | Aeration Zone 2 Air Grid Butterfly Valve 3 | VALVE |  | Air
0012 | VLV | 300 | 134 | 300134 | VLV-300134 | Aeration Zone 2 Air Grid Butterfly Valve 4 | VALVE |  | Air
0012 | VLV | 300 | 135 | 300135 | VLV-300135 | Aeration Zone 2 Air Grid Butterfly Valve 5 | VALVE |  | Air
0012 | VLV | 300 | 136 | 300136 | VLV-300136 | Aeration Zone 2 Air Grid Butterfly Valve 6 | VALVE |  | Air
0012 | VLV | 300 | 137 | 300137 | VLV-300137 | Aeration Zone 2 Air Grid Butterfly Valve 7 | VALVE |  | Air
0012 | VLV | 300 | 138 | 300138 | VLV-300138 | Aeration Zone 2 Air Grid Butterfly Valve 8 | VALVE |  | Air
0012 | VLV | 300 | 139 | 300139 | VLV-300139 | Aeration Zone 2 Air Grid Butterfly Valve 9 | VALVE |  | Air
0012 | VLV | 300 | 141 | 300141 | VLV-300141 | MLE Reactor Drain Valve | VALVE |  | Mixed Liquor
0012 | VLV | 300 | 142 | 300142 | VLV-300142 | Mixed Liquour Sample Point Isolation Valve | VALVE |  | Mixed Liquor
0012 | NRV | 300 | 145 | 300145 | NRV-300145 | A-Recycle Non Return Valve | NON RETURN VALVE |  | 0
0012 | MIX | 300 | 201 | 300201 | MIX-300201 | Pre-Anoxic Zone 1 Mixer | MIXER |  | Mixed Liquor
0012 | MIX | 300 | 202 | 300202 | MIX-300202 | Pre-Anoxic Zone 2 Mixer | MIXER |  | Mixed Liquor
0012 | MIX | 300 | 203 | 300203 | MIX-300203 | Pre-Anoxic Zone 3 Mixer | MIXER |  | Mixed Liquor
0012 | MIX | 300 | 211 | 300211 | MIX-300211 | Anoxic Zone Mixer 1 | MIXER |  | Mixed Liquor
0012 | MIX | 300 | 212 | 300212 | MIX-300212 | Anoxic Zone Mixer 2 | MIXER |  | Mixed Liquor
0012 | MIX | 300 | 221 | 300221 | MIX-300221 | Swing Zone Mixer 1 | MIXER |  | Mixed Liquor
0012 | MIX | 300 | 222 | 300222 | MIX-300222 | Swing Zone Mixer 2 | MIXER |  | Mixed Liquor
0012 | MTR | 300 | 231 | 300231 | MTR-300231 | Pre-Anoxic Zone 1 Mixer Motor | MOTOR |  | Mixed Liquor
0012 | MTR | 300 | 232 | 300232 | MTR-300232 | Pre-Anoxic Zone 2 Mixer Motor | MOTOR |  | Mixed Liquor
0012 | MTR | 300 | 233 | 300233 | MTR-300233 | Pre-Anoxic Zone 3 Mixer Motor | MOTOR |  | Mixed Liquor
0012 | MTR | 300 | 234 | 300234 | MTR-300234 | Anoxic Zone Mixer 1 Motor | MOTOR |  | Mixed Liquor
0012 | MTR | 300 | 235 | 300235 | MTR-300235 | Anoxic Zone Mixer 2 Motor | MOTOR |  | Mixed Liquor
0012 | MTR | 300 | 236 | 300236 | MTR-300236 | Swing Zone Mixer 1 Motor | MOTOR |  | Mixed Liquor
0012 | MTR | 300 | 237 | 300237 | MTR-300237 | Swing Zone Mixer 2 Motor | MOTOR |  | Mixed Liquor
0012 | TNK | 300 | 240 | 300240 | TNK-300240 | MLE Reactor | TANK |  | Mixed Liquor
0012 | AI | 300 | 250 | 300250 | AI-300250 | Swing Zone DO Analyser Indicator | ANALYSER INDICATOR |  | 0
0012 | AI | 300 | 261 | 300261 | AI-300261 | Aerobic Zone 1 DO Analyser Indicator | ANALYSER INDICATOR |  | 0
0012 | AI | 300 | 262 | 300262 | AI-300262 | Aerobic Zone 2 DO Analyser Indicator | ANALYSER INDICATOR |  | 0
0012 | PMP | 300 | 290 | 300290 | PMP-300290 | A-Recycle Pump | PUMP |  | Mixed Liquor
0012 | SIC | 300 | 300 | 300300 | SIC-300300 | A-Recycle Pump Speed Control | SPEED INDICATOR CONTROLLER |  | 0
0012 | TAP | 300 | 310 | 300310 | TAP-300310 | Mixed Liquour Sample Tap | SAMPLE TAP OR SIMILAR |  | Mixed Liquor
0012 | WER | 300 | 320 | 300320 | WER-300320 | MLE Reactor Outlet Weir Penstock | WEIR/SLIDE GATE |  | Mixed Liquor
0012 | HOS | 300 | 360 | 300360 | HOS-300360 | MLE Reactor Hose Reel | HOSE REEL/HOSE |  | Potable Water
0012 | VCA | 300 | 371 | 300371 | VCA-300371 | Swing Zone Control Valve | CONTROL VALVE |  | Air
0012 | VCA | 300 | 372 | 300372 | VCA-300372 | Aeration Zone 1 Control Valve 1 | CONTROL VALVE |  | Air
0012 | VCA | 300 | 373 | 300373 | VCA-300373 | Aeration Zone 1 Control Valve 2 | CONTROL VALVE |  | Air
0012 | VCA | 300 | 374 | 300374 | VCA-300374 | Aeration Zone 2 Control Valve 1 | CONTROL VALVE |  | Air
0012 | VCA | 300 | 375 | 300375 | VCA-300375 | Aeration Zone 2 Control Valve 2 | CONTROL VALVE |  | Air
0012 | PIC | 300 | 381 | 300381 | PIC-300381 | Swing Zone Header Pressure Indicating Control | PRESSURE INDICATOR CONTROL |  | 0
0012 | PIC | 300 | 382 | 300382 | PIC-300382 | Aeration Zone 1 Header Pressure Indicating Control 1 | PRESSURE INDICATOR CONTROL |  | 0
0012 | PIC | 300 | 383 | 300383 | PIC-300383 | Aeration Zone 2 Header Pressure Indicating Control 2 | PRESSURE INDICATOR CONTROL |  | 0
0012 | PIC | 300 | 384 | 300384 | PIC-300384 | Aeration Zone 2 Header Pressure Indicating Control 1 | PRESSURE INDICATOR CONTROL |  | 0
0012 | PIC | 300 | 385 | 300385 | PIC-300385 | Aeration Zone 2 Header Pressure Indicating Control 2 | PRESSURE INDICATOR CONTROL |  | 0
0012 | FE | 300 | 391 | 300391 | FE-300391 | Swing Zone Air Flow Element | FLOW ELEMENT |  | Air
0012 | FE | 300 | 392 | 300392 | FE-300392 | Aeration Zone 1 Air Flow Element 1 | FLOW ELEMENT |  | Air
0012 | FE | 300 | 393 | 300393 | FE-300393 | Aeration Zone 1 Air Flow Element 2 | FLOW ELEMENT |  | Air
0012 | FE | 300 | 394 | 300394 | FE-300394 | Aeration Zone 2 Air Flow Element 1 | FLOW ELEMENT |  | Air
0012 | FE | 300 | 395 | 300395 | FE-300395 | Aeration Zone 2 Air Flow Element 2 | FLOW ELEMENT |  | Air
0012 | FLM | 300 | 400 | 300400 | FLM-300400 | A-Recycle Ultrasonic Flow Meter | FLOWMETER | 4-20mA | Mixed Liquor
0013 | VLV | 400 | 100 | 400100 | VLV-400100 | Clarifier RAS Scour Valve | VALVE |  | Mixed Liquor
0013 | VLV | 400 | 102 | 400102 | VLV-400102 | Clarifier Effluent Isolation Valve | VALVE |  | Clarifier Effluent
0013 | VLV | 400 | 103 | 400103 | VLV-400103 | Clarifier Feed Scour Valve (Temporary) | VALVE |  | Mixed Liquor
0013 | VLV | 400 | 105 | 400105 | VLV-400105 | Clarifier Scum Box Striker Arm Valve | VALVE |  | Scum
0013 | NRV | 400 | 106 | 400106 | NRV-400106 | Clarifier Spray Wash Pump Non Return Valve | NON RETURN VALVE |  | Clarifier Effluent
0013 | VLV | 400 | 107 | 400107 | VLV-400107 | Clarifier Spray Wash Pump Isolation Valve | VALVE |  | Clarifier Effluent
0013 | AIV | 400 | 108 | 400108 | AIV-400108 | Clarifier Effluent Main Air Valve | AIR RELIEF VALVE |  | Clarifier Effluent
0013 | AIV | 400 | 109 | 400109 | AIV-400109 | Clarifier Effluent Main Air Valve | AIR RELIEF VALVE |  | Clarifier Effluent
0013 | VLV | 400 | 110 | 400110 | VLV-400110 | Clarifier Effluent Main Air Valve Isolation Valve | VALVE |  | Clarifier Effluent
0013 | VLV | 400 | 111 | 400111 | VLV-400111 | Clarifier Effluent Main Air Valve Isolation Valve | VALVE |  | Clarifier Effluent
0013 | VLV | 400 | 112 | 400112 | VLV-400112 | Clarifier Effluent Main Scour Valve | VALVE |  | Clarifier Effluent
0013 | VLV | 400 | 113 | 400113 | VLV-400113 | Clarifier Effluent Main Scour Valve | VALVE |  | Clarifier Effluent
0013 | VLV | 400 | 114 | 400114 | VLV-400114 | Clarifier Effluent Main Scour Valve | VALVE |  | Clarifier Effluent
0013 | TNK | 400 | 200 | 400200 | TNK-400200 | Clarifier | TANK |  | Mixed Liquor
0013 | BDG | 400 | 210 | 400210 | BDG-400210 | Clarifier Bridge | BRIDGE |  | Mixed Liquor
0013 | MTR | 400 | 220 | 400220 | MTR-400220 | Clarifier Bridge Motor | MOTOR |  | 0
0013 | HS | 400 | 230 | 400230 | HS-400230 | Clarifier Drive Hand Switch | HAND SWITCH |  | 0
0013 | ZI | 400 | 240 | 400240 | ZI-400240 | Clarifier Plough Switch Position Indicator | POSITION INDICATOR |  | 0
0013 | VCA | 400 | 250 | 400250 | VCA-400250 | Clarifier Scum Drain Control Valve | CONTROL VALVE |  | 0
0013 | ZIT | 400 | 270 | 400270 | ZIT-400270 | Clarifier Bridge Position Indicating Transmitter | POSITION INDICATOR TRANSMITTER | 4-20mA | 0
0013 | FIC | 400 | 290 | 400290 | FIC-400290 | Clarifier Effluent Flow Indicating Control | FLOW INDICATOR CONTROL |  | 0
0013 | PMP | 400 | 300 | 400300 | PMP-400300 | Clarifier Spray Wash Pump | PUMP |  | Clarifier Effluent
0013 | MTR | 400 | 301 | 400301 | MTR-400301 | Clarifier Spray Wash Pump Motor | MOTOR |  | Clarifier Effluent
0013 | ZS | 400 | 310 | 400310 | ZS-400310 | Clarifier Drive Trolley Rotation Sensor | POSITION SWITCH | 24VDC | 0
0013 | LI | 400 | 320 | 400320 | LI-400320 | Clarifier Sludge Blanket Level Indicator | LEVEL INDICATOR |  | 0
0013 | YS | 400 | 330 | 400330 | YS-400330 | Clarifier Drive Trolley Torque Sensor High | TORQUE SWITCH | 24VDC | 0
0013 | YS | 400 | 340 | 400340 | YS-400340 | Clarifier Drive Trolley Torque Sensor Alarm | TORQUE SWITCH | 24VDC | 0
0014 | NRV | 550 | 121 | 550121 | NRV-550121 | Centrifuge 2 Polymer Feed Non Return Valve | NON RETURN VALVE |  | Polymer
0014 | NRV | 550 | 122 | 550122 | NRV-550122 | Centrifuge 1 Polymer Feed Non Return Valve | NON RETURN VALVE |  | Polymer
0014 | VLV | 550 | 131 | 550131 | VLV-550131 | Centrifuge 1 Polymer Injection Point 1 Isolation Valve | VALVE |  | Polymer
0014 | VLV | 550 | 132 | 550132 | VLV-550132 | Centrifuge 2 Polymer Injection Point 1 Isolation Valve | VALVE |  | Polymer
0014 | VLV | 550 | 133 | 550133 | VLV-550133 | Centrifuge 1 Polymer Injection Point 2 Isolation Valve | VALVE |  | Polymer
0014 | VLV | 550 | 134 | 550134 | VLV-550134 | Centrifuge 2 Polymer Injection Point 2 Isolation Valve | VALVE |  | Polymer
0014 | VLV | 550 | 141 | 550141 | VLV-550141 | Service Water Isolation Valve | VALVE |  | Recycled Effluent
0014 | VLV | 550 | 142 | 550142 | VLV-550142 | Service Water Isolation Valve | VALVE |  | Recycled Effluent
0014 | NRV | 550 | 151 | 550151 | NRV-550151 | Centrifuge 1 Flush Non Return Valve | NON RETURN VALVE |  | Mixed Liquor
0014 | NRV | 550 | 152 | 550152 | NRV-550152 | Centrifuge 2 Flush Non Return Valve | NON RETURN VALVE |  | Mixed Liquor
0014 | VLV | 550 | 161 | 550161 | VLV-550161 | Centrifuge 1 Flush Isolation Valve | VALVE |  | Recycled water
0014 | VLV | 550 | 162 | 550162 | VLV-550162 | Centrifuge 2 Flush Isolation Valve | VALVE |  | Recycled water
0014 | NRV | 550 | 171 | 550171 | NRV-550171 | Centrifuge 1 Chute Flush Non Return Valve | NON RETURN VALVE |  | Mixed liquor
0014 | NRV | 550 | 172 | 550172 | NRV-550172 | Centrifuge 2 Chute Flush Non Return Valve | NON RETURN VALVE |  | Mixed liquor
0014 | VLV | 550 | 181 | 550181 | VLV-550181 | Centrifuge 1 Chute Flush Isolation Valve | VALVE |  | Recycled water
0014 | VLV | 550 | 182 | 550182 | VLV-550182 | Centrifuge 2 Chute Flush Isolation Valve | VALVE |  | Recycled water
0014 | VLV | 550 | 190 | 550190 | VLV-550190 | Dewatering Hose Reel Isolation Valve | VALVE |  | Potable water
0014 | VLV | 550 | 193 | 550193 | VLV-550193 | Centrifuge 1 Odour Extraction Isolation Valve | VALVE |  | Foul air
0014 | VLV | 550 | 194 | 550194 | VLV-550194 | Centrifuge 2 Odour Extraction Isolation Valve | VALVE |  | Foul air
0014 | VCA | 550 | 261 | 550261 | VCA-550261 | Polymer Dosing Control Valve | CONTROL VALVE |  | Polymer
0014 | VCA | 550 | 262 | 550262 | VCA-550262 | Polymer Dosing Control Valve | CONTROL VALVE |  | Polymer
0014 | CNT | 550 | 281 | 550281 | CNT-550281 | Centrifuge 1 | CENTRIFUGE |  | Mixed Liquor
0014 | CNT | 550 | 282 | 550282 | CNT-550282 | Centrifuge 2 | CENTRIFUGE |  | Mixed Liquor
0014 | MTR | 550 | 291 | 550291 | MTR-550291 | Centrifuge 1 Scroll Motor | MOTOR |  | 0
0014 | MTR | 550 | 292 | 550292 | MTR-550292 | Centrifuge 1 Bowl Motor | MOTOR |  | 0
0014 | MTR | 550 | 293 | 550293 | MTR-550293 | Centrifuge 2 Scroll Motor | MOTOR |  | 0
0014 | MTR | 550 | 294 | 550294 | MTR-550294 | Centrifuge 2 Bowl Motor | MOTOR |  | 0
0014 | SIC | 550 | 301 | 550301 | SIC-550301 | Centrifuge 1 Scroll Speed Control | SPEED INDICATOR CONTROLLER |  | 0
0014 | SIC | 550 | 302 | 550302 | SIC-550302 | Centrifuge 2 Scroll Speed Control | SPEED INDICATOR CONTROLLER |  | 0
0014 | SIC | 550 | 311 | 550311 | SIC-550311 | Centrifuge 1 Bowl Speed Control | SPEED INDICATOR CONTROLLER |  | 0
0014 | SIC | 550 | 312 | 550312 | SIC-550312 | Centrifuge 2 Bowl Speed Control | SPEED INDICATOR CONTROLLER |  | 0
0014 | SOL | 550 | 350 | 550350 | SOL-550350 | Centrifuge 1 Flush Solenoid Valve | SOLENOID VALVE |  | Recycled water
0014 | SOL | 550 | 351 | 550351 | SOL-550351 | Centrifuge 1 Chute Flush Solenoid Valve | SOLENOID VALVE |  | Recycled water
0014 | SOL | 550 | 352 | 550352 | SOL-550352 | Centrifuge 2 Flush Solenoid Valve | SOLENOID VALVE |  | Recycled Effluent
0014 | SOL | 550 | 353 | 550353 | SOL-550353 | Centrifuge 1 Chute Flush Solenoid Valve | SOLENOID VALVE |  | Recycled Effluent
0014 | MHL | 550 | 390 | 550390 | MHL-550390 | Dewatering Centrate Manhole | MANHOLE/LAMPHOLES |  | Centrate
0014 | HOS | 550 | 410 | 550410 | HOS-550410 | Dewatering Hose Reel | HOSE REEL/HOSE |  | Potable Water
0014 | MHL | 550 | 430 | 550430 | MHL-550430 | Dewatering Manhole | MANHOLE/LAMPHOLES |  | Drainage
0014 | FE | 550 | 551 | 550551 | FE-550551 | Centrifuge 1 Centrate Flow Element | FLOW ELEMENT |  | Centrate
0015 | CMB | 750 | 202 | 750202 | CMB-750202 | Site Wastewater Pump Station | CHAMBER |  | Raw sewage
0015 | FI | 750 | 246 | 750246 | FI-750246 | Site Wastewater Pump Station Flow Indication | FLOW INDICATOR |  | 0
0015 | FLS | 750 | 270 | 750270 | FLS-750270 | Site Wastewater Pump Station Flushing Connection | FLUSHING CONNECTION |  | Raw sewage
0015 | FE | 750 | 310 | 750310 | FE-750310 | Quail Rise Main Flow Element | FLOW ELEMENT |  | 0
0015 | HOS | 750 | 260 | 750260 | HOS-750260 | Site Wastewater Pump Station Hose Reel | HOSE REEL/HOSE |  | Potable water
0015 | LI | 750 | 241 | 750241 | LI-750241 | Site Wastewater Pump Station Level Instrument | LEVEL INDICATOR |  | 0
0015 | LI | 750 | 242 | 750242 | LI-750242 | Site Wastewater Pump Station Level Instrument | LEVEL INDICATOR |  | 0
0015 | MTR | 750 | 251 | 750251 | MTR-750251 | Site Wastewater Returns Pump 1 Motor | MOTOR |  | Raw sewage
0015 | MTR | 750 | 252 | 750252 | MTR-750252 | Site Wastewater Returns Pump 2 Motor | MOTOR |  | Raw sewage
0015 | MTR | 750 | 254 | 750254 | MTR-750254 | Inlet Works Wastewater Returns Pump 2 Motor | MOTOR |  | Drainage
0015 | NRV | 750 | 101 | 750101 | NRV-750101 | Site Wastewater Returns Pump 1 Non Return Valve | NON RETURN VALVE |  | Raw sewage
0015 | NRV | 750 | 102 | 750102 | NRV-750102 | Site Wastewater Returns Pump 2 Non Return Valve | NON RETURN VALVE |  | Raw sewage
0015 | PMP | 750 | 211 | 750211 | PMP-750211 | Site Wastewater Returns Pump 1 | PUMP |  | Raw sewage
0015 | PMP | 750 | 212 | 750212 | PMP-750212 | Site Wastewater Returns Pump 2 | PUMP |  | Raw sewage
0015 | VLV | 750 | 103 | 750103 | VLV-750103 | Site Wastewater Returns Pump 1 Isolation Valve | VALVE |  | Raw sewage
0015 | VLV | 750 | 104 | 750104 | VLV-750104 | Site Wastewater Returns Pump 2 Isolation Valve | VALVE |  | Raw sewage
0015 | VLV | 750 | 110 | 750110 | VLV-750110 | Site Wastewater Pump Station Isolation Valve | VALVE |  | Raw sewage
0015 | VLV | 750 | 111 | 750111 | VLV-750111 | Site Wastewater Pump Station Hose Reel Isolation Valve | VALVE |  | Potable Water
0015 | VLV | 750 | 112 | 750112 | VLV-750112 | Site Wastewater Pump Station Drain Valve | VALVE |  | Raw sewage
0015 | VLV | 750 | 113 | 750113 | VLV-750113 | Site Wastewater Pump Station Air Release Valve | VALVE |  | Raw sewage
0015 | VLV | 750 | 114 | 750114 | VLV-750114 | Site Wastewater Pump Station Flushing Isolation Valve | VALVE |  | Raw sewage
0015 | VLV | 750 | 115 | 750115 | VLV-750115 | Site Wastewater Pump Station Blank Valve | VALVE |  | 0
0015 | VLV | 750 | 116 | 750116 | VLV-750116 | Site Wastewater Pump Station Air Outlet Dampner | VALVE |  | Foul air
0015 | VLV | 750 | 117 | 750117 | VLV-750117 | Site Wastewater Pump Station Air Inlet Dampner | VALVE |  | Foul air
0016 | VLV | 500 | 101 | 500101 | VLV-500101 | RAS Pump 1 Isolation Valve | VALVE |  | Mixed Liquor
0016 | VLV | 500 | 102 | 500102 | VLV-500102 | RAS Pump 1 Flushing Point Isolation Valve | VALVE |  | Mixed Liquor
0016 | VLV | 500 | 103 | 500103 | VLV-500103 | RAS Pump 1 Ball Valve | VALVE |  | Mixed Liquor
0016 | VLV | 500 | 104 | 500104 | VLV-500104 | RAS Pump 1 Pressure Gauge Isolation Valve | VALVE |  | Mixed Liquor
0016 | VLV | 500 | 105 | 500105 | VLV-500105 | RAS Pump 1 Drain Valve | VALVE |  | Mixed Liquor
0016 | VLV | 500 | 106 | 500106 | VLV-500106 | RAS Pump 1 Ball Valve | VALVE |  | Mixed Liquor
0016 | VLV | 500 | 107 | 500107 | VLV-500107 | RAS Pump 1 Drain Valve | VALVE |  | Mixed Liquor
0016 | VLV | 500 | 108 | 500108 | VLV-500108 | RAS Pump 1 Pressure Gauge Isolation Valve | VALVE |  | Mixed Liquor
0016 | NRV | 500 | 109 | 500109 | NRV-500109 | RAS Pump 1 Non Return Valve | NON RETURN VALVE |  | Mixed Liquor
0016 | VLV | 500 | 110 | 500110 | VLV-500110 | RAS Pump 1 Isolation Valve | VALVE |  | Mixed Liquor
0016 | VLV | 500 | 111 | 500111 | VLV-500111 | RAS Pump 2 Isolation Valve | VALVE |  | Mixed Liquor
0016 | VLV | 500 | 112 | 500112 | VLV-500112 | RAS Pump 2 Flushing Point Isolation Valve | VALVE |  | Mixed Liquor
0016 | VLV | 500 | 113 | 500113 | VLV-500113 | RAS Pump 2 Ball Valve | VALVE |  | Mixed Liquor
0016 | VLV | 500 | 114 | 500114 | VLV-500114 | RAS Pump 2 Pressure Gauge Isolation Valve | VALVE |  | Mixed Liquor
0016 | VLV | 500 | 115 | 500115 | VLV-500115 | RAS Pump 2 Drain Valve | VALVE |  | Mixed Liquor
0016 | VLV | 500 | 116 | 500116 | VLV-500116 | RAS Pump 2 Ball Valve | VALVE |  | Mixed Liquor
0016 | VLV | 500 | 117 | 500117 | VLV-500117 | RAS Pump 2 Drain Valve | VALVE |  | Mixed Liquor
0016 | VLV | 500 | 118 | 500118 | VLV-500118 | RAS Pump 2 Pressure Gauge Isolation Valve | VALVE |  | Mixed Liquor
0016 | NRV | 500 | 119 | 500119 | NRV-500119 | RAS Pump 2 Non Return Valve | NON RETURN VALVE |  | Mixed Liquor
0016 | VLV | 500 | 120 | 500120 | VLV-500120 | RAS Pump 2 Isolation Valve | VALVE |  | Mixed Liquor
0016 | VLV | 500 | 121 | 500121 | VLV-500121 | RAS Pump 1 Ball Valve | VALVE |  | Mixed Liquor
0016 | VLV | 500 | 122 | 500122 | VLV-500122 | RAS Pump 2 Ball Valve | VALVE |  | Mixed Liquor
0016 | VLV | 500 | 130 | 500130 | VLV-500130 | Recycled Water Standpipe Isolation Valve | VALVE |  | Recycled Water
0016 | VLV | 500 | 131 | 500131 | VLV-500131 | RAS Pump Station Bund Drainage Isolation Valve | VALVE |  | Drainage
0016 | VLV | 500 | 135 | 500135 | VLV-500135 | WAS Sample Tap Valve | VALVE |  | Mixed Liquor
0016 | VLV | 500 | 141 | 500141 | VLV-500141 | RAS Isolation Valve | VALVE |  | Mixed Liquor
0016 | VLV | 500 | 142 | 500142 | VLV-500142 | WAS Isolation Valve | VALVE |  | Mixed Liquor
0016 | VLV | 500 | 143 | 500143 | VLV-500143 | RAS Isolation Valve | VALVE |  | Mixed Liquor
0016 | VLV | 500 | 144 | 500144 | VLV-500144 | WAS Isolation Valve | VALVE |  | Mixed Liquor
0016 | PMP | 500 | 221 | 500221 | PMP-500221 | RAS Pump 1 | PUMP |  | Mixed Liquor
0016 | PMP | 500 | 222 | 500222 | PMP-500222 | RAS Pump 2 | PUMP |  | Mixed Liquor
0016 | MTR | 500 | 223 | 500223 | MTR-500223 | RAS Pump 1 Motor | MOTOR |  | 0
0016 | MTR | 500 | 224 | 500224 | MTR-500224 | RAS Pump 2 Motor | MOTOR |  | 0
0016 | SIC | 500 | 231 | 500231 | SIC-500231 | RAS Pump 1 Speed Control | SPEED INDICATOR CONTROLLER |  | 0
0016 | SIC | 500 | 232 | 500232 | SIC-500232 | RAS Pump 2 Speed Control | SPEED INDICATOR CONTROLLER |  | 0
0016 | FE | 500 | 241 | 500241 | FE-500241 | RAS Flow Element | FLOW ELEMENT |  | Mixed Liquor
0016 | FE | 500 | 242 | 500242 | FE-500242 | WAS Flow Element | FLOW ELEMENT |  | Mixed Liquor
0016 | VCA | 500 | 251 | 500251 | VCA-500251 | RAS Flow Control Valve | CONTROL VALVE |  | Mixed Liquor
0016 | VCA | 500 | 252 | 500252 | VCA-500252 | WAS Flow Control Valve | CONTROL VALVE |  | Mixed Liquor
0016 | RTW | 500 | 280 | 500280 | RTW-500280 | RAS Pump Station Bund | RETAINING WALLS/BUND |  | Drainage
0016 | PRG | 500 | 301 | 500301 | PRG-500301 | RAS Pump 1 Discharge Pressure Gauge | PRESSURE GAUGE |  | Mixed Liquor
0016 | PRG | 500 | 302 | 500302 | PRG-500302 | RAS Pump 2 Discharge Pressure Gauge | PRESSURE GAUGE |  | Mixed Liquor
0016 | PRG | 500 | 303 | 500303 | PRG-500303 | RAS Pump 1 Suction Pressure Gauge | PRESSURE GAUGE |  | Mixed Liquor
0016 | PRG | 500 | 304 | 500304 | PRG-500304 | RAS Pump 2 Suction Pressure Gauge | PRESSURE GAUGE |  | Mixed Liquor
0016 | SPT | 500 | 310 | 500310 | SPT-500310 | RAS Pump 2 Variable Speed Drive | SOAKPIT |  | 0
0016 | FLS | 500 | 311 | 500311 | FLS-500311 | RAS Pump 1 Flushing Point | FLUSHING CONNECTION |  | 0
0016 | FLS | 500 | 312 | 500312 | FLS-500312 | RAS Pump 2 Flushing Point | FLUSHING CONNECTION |  | 0
0016 | TAP | 500 | 320 | 500320 | TAP-500320 | WAS Sample Tap | SAMPLE TAP OR SIMILAR |  | Mixed Liquor
0017 | VLV | 600 | 132 | 600132 | VLV-600132 | Effluent Isolation Valve | VALVE |  | 0
0017 | VLV | 600 | 146 | 600146 | VLV-600146 | UV Disinfection Hose Reel Isolation Valve | VALVE |  | Potable water
0017 | CMB | 600 | 201 | 600201 | CMB-600201 | UV Channel Blending Chamber | CHAMBER |  | Pond effluent
0017 | CMB | 600 | 202 | 600202 | CMB-600202 | UV System Chamber | CHAMBER |  | Pond effluent
0017 | CMB | 600 | 203 | 600203 | CMB-600203 | UV Outfall | CHAMBER |  | Pond effluent
0017 | AUT | 600 | 220 | 600220 | AUT-600220 | Effluent Autosampler | AUTOSAMPLER |  | Pond effluent
0017 | UVS | 600 | 230 | 600230 | UVS-600230 | UV System | UV SYSTEM |  | Pond effluent
0017 | TRI | 600 | 240 | 600240 | TRI-600240 | UV Transmittance Instrument | TRANSMITTANCE | 4-20mA | Pond effluent
0017 | UVI | 600 | 251 | 600251 | UVI-600251 | UV Intensity Instrument 1 | UV INTENSITY |  | Pond effluent
0017 | UVI | 600 | 252 | 600252 | UVI-600252 | UV Intensity Instrument 2 | UV INTENSITY |  | Pond effluent
0017 | UVI | 600 | 253 | 600253 | UVI-600253 | UV Intensity Instrument 3 | UV INTENSITY |  | Pond effluent
0017 | UVI | 600 | 254 | 600254 | UVI-600254 | UV Intensity Instrument 4 | UV INTENSITY |  | Pond effluent
0017 | UVI | 600 | 255 | 600255 | UVI-600255 | UV Intensity Instrument 5 | UV INTENSITY |  | Pond effluent
0017 | UVI | 600 | 256 | 600256 | UVI-600256 | UV Intensity Instrument 6 | UV INTENSITY |  | Pond effluent
0017 | UVI | 600 | 257 | 600257 | UVI-600257 | UV Intensity Instrument 7 | UV INTENSITY |  | Pond effluent
0017 | LIC | 600 | 280 | 600280 | LIC-600280 | UV Channel Level Indicating Transmitter | LEVEL INDICATING CONTROL |  | Pond effluent
0017 | WER | 600 | 290 | 600290 | WER-600290 | UV Channel Weir Gate | WEIR/SLIDE GATE |  | Pond effluent
0017 | LSW | 600 | 300 | 600300 | LSW-600300 | UV Channel Level Switch | LEVEL SWITCH | 24VDC | Pond effluent
0017 | COM | 600 | 330 | 600330 | COM-600330 | UV Plant Compressor | COMPRESSOR |  | Air
0017 | MTR | 600 | 331 | 600331 | MTR-600331 | UV Plant Compressor Motor | MOTOR |  | 0
0017 | TNK | 600 | 340 | 600340 | TNK-600340 | UV Building Rainwater Tank | TANK |  | Potable water
0017 | CAM | 600 | 350 | 600350 | CAM-600350 | UV Building Rainwater Tank Tanker Connection | CAMLOCK COUPLING |  | Potable water
0017 | PMP | 600 | 360 | 600360 | PMP-600360 | UV Service Water Pump | PUMP |  | Potable water
0017 | MTR | 600 | 361 | 600361 | MTR-600361 | UV Service Water Pump Motor | MOTOR |  | 0
0017 | WER | 600 | 370 | 600370 | WER-600370 | UV Channel Inlet Stopboard | WEIR/SLIDE GATE |  | Pond effluent
0017 | WER | 600 | 380 | 600380 | WER-600380 | UV Channel Bypass to River Weir Gate | WEIR/SLIDE GATE |  | Pond effluent
0017 | XO | 600 | 390 | 600390 | XO-600390 | SCADA Input to UV Package | UNCLASSIFIED OUTPUT | 24VDC | 0
0017 | XA | 600 | 400 | 600400 | XA-600400 | SCADA Output From UV Package | UNCLASSIFIED ALARM | 24VDC | 0
0018 | VLV | 270 | 100 | 270100 | VLV-270100 | Recycled Water Isolation Valve | VALVE |  | Recycled water
0018 | NRV | 270 | 101 | 270101 | NRV-270101 | Recycled Water Non Return Valve | NON RETURN VALVE |  | Recycled water
0018 | VLV | 270 | 102 | 270102 | VLV-270102 | Nutrient Dosing Pump Non-Return Valve | VALVE |  | 0
0018 | NRV | 270 | 103 | 270103 | NRV-270103 | Nutrient Dosing Pump Non-Return Valve | NON RETURN VALVE |  | Nutrient solution
0018 | VLV | 270 | 104 | 270104 | VLV-270104 | Odour Scrubber Bypass Valve | VALVE |  | Foul air
0018 | VLV | 270 | 105 | 270105 | VLV-270105 | Odour Srubber Inlet Valve | VALVE |  | Foul air
0018 | VLV | 270 | 106 | 270106 | VLV-270106 | Odour Scrubber Outlet Valve | VALVE |  | Foul air
0018 | VLV | 270 | 107 | 270107 | VLV-270107 | Odour Scrubber Pressure Differential Instrument Isolation Valve | VALVE |  | Foul air
0018 | VLV | 270 | 108 | 270108 | VLV-270108 | Odour Scrubber Pressure Differential Instrument Isolation Valve | VALVE |  | Foul air
0018 | VLV | 270 | 109 | 270109 | VLV-270109 | Odour Scrubber Outlet Isolation Valve | VALVE |  | Foul air
0018 | VLV | 270 | 110 | 270110 | VLV-270110 | Outlet H2S Instrument Isolation Valve | VALVE |  | Foul air
0018 | VLV | 270 | 117 | 270117 | VLV-270117 | Odour Treatment Safety Shower Isolation Valve | VALVE |  | Potable water
0018 | VLV | 270 | 118 | 270118 | VLV-270118 | Recycled Water Isolation Valve | VALVE |  | Recycled water
0018 | SSH | 270 | 200 | 270200 | SSH-270200 | Odour Treatment Safety Shower | SAFETY SHOWER |  | Potable water
0018 | ROT | 270 | 210 | 270210 | ROT-270210 | Recycled Water Rotameter | ROTAMETER |  | Recycled water
0018 | FLT | 270 | 220 | 270220 | FLT-270220 | Outlet H2S Instrument Filter | CARTRIDGE FILTER |  | Foul air
0018 | FLT | 270 | 222 | 270222 | FLT-270222 | Outlet H2S Instrument Filter | CARTRIDGE FILTER |  | Foul air
0018 | OCU | 270 | 240 | 270240 | OCU-270240 | Biological Odour Scrubber | ODOUR CONTROL UNIT |  | Foul air
0018 | PDG | 270 | 250 | 270250 | PDG-270250 | Odour Scrubber Pressure Differential Instrument | PRESSURE DIFFERENTIAL GAUGE |  | Foul air
0018 | PHA | 270 | 260 | 270260 | PHA-270260 | Odour Scrubber pH Analyser Indicating Transmitter | PH ANALYSER | 4-20mA | 0
0018 | LSL | 270 | 271 | 270271 | LSL-270271 | Odour Scrubber Level Switch Low | LEVEL SWITCH LOW |  | 0
0018 | AI | 270 | 340 | 270340 | AI-270340 | Outlet H2S Analyser Indicator | ANALYSER INDICATOR |  | 0
0018 | AI | 270 | 270 | 270270 | AI-270270 | Inlet H2S Analyser Indicator | ANALYSER INDICATOR |  | 0
0018 | PMP | 270 | 281 | 270281 | PMP-270281 | Inlet H2S Instrument Sample Air Pump | PUMP |  | 0
0018 | PMP | 270 | 282 | 270282 | PMP-270282 | Outlet H2S Instrument Sample Air Pump | PUMP |  | 0
0018 | TNK | 270 | 300 | 270300 | TNK-270300 | Nutrient Tank | TANK |  | Nutrient solution
0018 | PMP | 270 | 310 | 270310 | PMP-270310 | Nutrient Dosing Pump | PUMP |  | Nutrient solution
0018 | MTR | 270 | 311 | 270311 | MTR-270311 | Nutrient Dosing Pump Motor | MOTOR |  | Nutrient solution
0018 | FAN | 270 | 321 | 270321 | FAN-270321 | Odour Treatment Fan 1 | FAN |  | Foul air
0018 | FAN | 270 | 322 | 270322 | FAN-270322 | Odour Treatment Fan 2 | FAN |  | Foul air
0018 | FSL | 270 | 341 | 270341 | FSL-270341 | Odour Treatment Fan 1 Flow Switch Low | FLOW SWITCH LOW |  | 0
0018 | FSL | 270 | 342 | 270342 | FSL-270342 | Odour Treatment Fan 2 Flow Switch Low | FLOW SWITCH LOW |  | 0
0018 | STC | 270 | 360 | 270360 | STC-270360 | Odour Treatment Stack | STACK |  | Foul air
0018 | RTW | 270 | 370 | 270370 | RTW-270370 | Odour Treatment Bund | RETAINING WALLS/BUND |  | Drainage
0018 | FSL | 270 | 372 | 270372 | FSL-270372 | Outlet H2S Instrument Flow Switch Low | FLOW SWITCH LOW |  | 0
0018 | ROT | 270 | 381 | 270381 | ROT-270381 | Inlet H2S Instrument Rotameter | ROTAMETER |  | Foul air
0018 | ROT | 270 | 382 | 270382 | ROT-270382 | Outlet H2S Instrument Rotameter | ROTAMETER |  | Foul air
0018 | FSL | 270 | 400 | 270400 | FSL-270400 | Recycled Water Flow Switch Low | FLOW SWITCH LOW |  | 0
0018 | CAM | 270 | 410 | 270410 | CAM-270410 | Nutrient Dosing Camlock Connection | CAMLOCK COUPLING |  | Nutrient solution
0018 | XO | 270 | 600 | 270600 | XO-270600 | SCADA Input to Odour Package | UNCLASSIFIED OUTPUT | 24VDC | 0
0019 | VLV | 700 | 102 | 700102 | VLV-700102 | Recycled Water Ring Main Isolation Valve | VALVE |  | 0
0019 | VLV | 700 | 106 | 700106 | VLV-700106 | Recycled Water Ring Main Isolation Valve | VALVE |  | 0
0019 | VLV | 700 | 107 | 700107 | VLV-700107 | Recycled Water Ring Main Isolation Valve | VALVE |  | 0
0019 | VLV | 700 | 108 | 700108 | VLV-700108 | Recycled Water Ring Main Isolation Valve | VALVE |  | 0
0019 | VLV | 700 | 109 | 700109 | VLV-700109 | Recycled Water Ring Main Isolation Valve | VALVE |  | 0
0019 | VLV | 700 | 111 | 700111 | VLV-700111 | Recycled Water Ring Main Isolation Valve | VALVE |  | 0
0019 | VLV | 700 | 112 | 700112 | VLV-700112 | Recycled Water Ring Main Isolation Valve | VALVE |  | 0
0019 | VLV | 700 | 113 | 700113 | VLV-700113 | Potable Water Main Isolation Valve | VALVE |  | Potable water
0019 | VLV | 700 | 114 | 700114 | VLV-700114 | Potable Water Tank Inlet Valve | VALVE |  | Potable water
0019 | VLV | 700 | 115 | 700115 | VLV-700115 | Potable Water Tank Bypass Valve | VALVE |  | Potable water
0019 | VLV | 700 | 116 | 700116 | VLV-700116 | Potable Water Tank Drain Valve | VALVE |  | Potable water
0019 | VLV | 700 | 117 | 700117 | VLV-700117 | Potable Water Tank Pressure Instrument Isolation Valve | VALVE |  | Potable water
0019 | VLV | 700 | 118 | 700118 | VLV-700118 | Potable Water Tank Discharge Isolation Valve | VALVE |  | Potable water
0019 | VLV | 700 | 119 | 700119 | VLV-700119 | Potable Water Pump 1 Isolation Valve | VALVE |  | Potable Water
0019 | VLV | 700 | 120 | 700120 | VLV-700120 | Potable Water Pump 2 Isolation Valve | VALVE |  | Potable Water
0019 | NRV | 700 | 121 | 700121 | NRV-700121 | Potable Water Pump 1 Non Return Valve | NON RETURN VALVE |  | Potable water
0019 | NRV | 700 | 122 | 700122 | NRV-700122 | Potable Water Pump 2 Non Return Valve | NON RETURN VALVE |  | Potable water
0019 | VLV | 700 | 123 | 700123 | VLV-700123 | Potable Water Pump 1 Isolation Valve | VALVE |  | Potable Water
0019 | VLV | 700 | 124 | 700124 | VLV-700124 | Potable Water Pump 2 Isolation Valve | VALVE |  | Potable Water
0019 | VLV | 700 | 125 | 700125 | VLV-700125 | Potable Water Ring Main Isolation Valve | VALVE |  | Potable water
0019 | VLV | 700 | 126 | 700126 | VLV-700126 | Potable Water Admin Building Isolation Valve | VALVE |  | Potable water
0019 | VLV | 700 | 127 | 700127 | VLV-700127 | Potable Water Pump Pressure Vessel 1 Isolation Valve | VALVE |  | Potable water
0019 | VLV | 700 | 128 | 700128 | VLV-700128 | Potable Water Pump Pressure Instrument Isolation Valve | VALVE |  | Potable water
0019 | VLV | 700 | 129 | 700129 | VLV-700129 | Potable Water Pump Pressure Vessel 2 Isolation Valve | VALVE |  | Potable water
0019 | VLV | 700 | 141 | 700141 | VLV-700141 | Potable Water Ring Main Isolation Valve | VALVE |  | Potable water
0019 | VLV | 700 | 142 | 700142 | VLV-700142 | Potable Water Ring Main Isolation Valve | VALVE |  | Potable water
0019 | VLV | 700 | 143 | 700143 | VLV-700143 | Potable Water Ring Main Isolation Valve | VALVE |  | Potable water
0019 | VLV | 700 | 144 | 700144 | VLV-700144 | Potable Water Ring Main Isolation Valve | VALVE |  | Potable water
0019 | VLV | 700 | 145 | 700145 | VLV-700145 | Potable Water Ring Main Isolation Valve | VALVE |  | Potable water
0019 | VLV | 700 | 146 | 700146 | VLV-700146 | Potable Water Ring Main Isolation Valve | VALVE |  | Potable water
0019 | VLV | 700 | 153 | 700153 | VLV-700153 | Potable Water Ring Main Isolation Valve | VALVE |  | Potable water
0019 | RPZ | 700 | 200 | 700200 | RPZ-700200 | Potable Water Reduced Pressure Zone Valves | REDUCED PRESSURE ZONE |  | Potable water
0019 | TNK | 700 | 210 | 700210 | TNK-700210 | Potable Water WWTP Break Tank | TANK |  | Potable water
0019 | PI | 700 | 220 | 700220 | PI-700220 | Potable Water Tank Pressure Indicator | PRESSURE INDICATOR |  | 0
0019 | PMP | 700 | 231 | 700231 | PMP-700231 | Potable Water Pump 1 | PUMP |  | Potable water
0019 | MTR | 700 | 232 | 700232 | MTR-700232 | Potable Water Pump 1 Motor | MOTOR
0019 | SIC | 700 | 233 | 700233 | SIC-700233 | Potable Water Pump 1 Speed Control | SPEED INDICATOR CONTROLLER
0019 | PMP | 700 | 235 | 700235 | PMP-700235 | Potable Water Pump 2 | PUMP |  | Potable water
0019 | MTR | 700 | 236 | 700236 | MTR-700236 | Potable Water Pump 2 Motor | MOTOR
0019 | SIC | 700 | 237 | 700237 | SIC-700237 | Potable Water Pump 2 Speed Control | SPEED INDICATOR CONTROLLER
0019 | FE | 700 | 240 | 700240 | FE-700240 | Potable Water Ring Main Flow Element | FLOW ELEMENT |  | Potable water
0019 | PAV | 700 | 250 | 700250 | PAV-700250 | Potable Water Pump Pressure Vessel 1 | PRESSURE VESSEL |  | Potable water
0019 | PAV | 700 | 251 | 700251 | PAV-700251 | Potable Water Pump Pressure Vessel 2 | PRESSURE VESSEL |  | Potable water
0019 | PRG | 700 | 260 | 700260 | PRG-700260 | Potable Water Pump Pressure Gauge | PRESSURE GAUGE |  | Potable water
0019 | PI | 700 | 270 | 700270 | PI-700270 | Potable Water Pump Pressure Indicator | PRESSURE INDICATOR
0019 | STN | 700 | 280 | 700280 | STN-700280 | Potable Water Pump Skid Strainer | STRAINER |  | Potable water
0020 | ABL | 320 | 201 | 320201 | ABL-320201 | Blower 1 | AIR BLOWER |  | Air
0020 | ABL | 320 | 202 | 320202 | ABL-320202 | Blower 2 | AIR BLOWER |  | Air
0020 | ABL | 320 | 203 | 320203 | ABL-320203 | Blower 3 | AIR BLOWER |  | Air
0020 | ABL | 320 | 204 | 320204 | ABL-320204 | Blower 4 | AIR BLOWER |  | Air
0020 | FAN | 320 | 231 | 320231 | FAN-320231 | Blower 1 Fan | FAN |  | Air
0020 | FAN | 320 | 232 | 320232 | FAN-320232 | Blower 2 Fan | FAN |  | Air
0020 | FAN | 320 | 233 | 320233 | FAN-320233 | Blower 3 Fan | FAN |  | Air
0020 | FAN | 320 | 234 | 320234 | FAN-320234 | Blower 4 Fan | FAN |  | Air
0020 | FAN | 320 | 311 | 320311 | FAN-320311 | Blower Room Fan 1 | FAN |  | Air
0020 | FAN | 320 | 312 | 320312 | FAN-320312 | Blower Room Fan 2 | FAN |  | Air
0020 | FLT | 320 | 241 | 320241 | FLT-320241 | Blower 1 Filter | CARTRIDGE FILTER |  | Air
0020 | FLT | 320 | 242 | 320242 | FLT-320242 | Blower 2 Filter | CARTRIDGE FILTER |  | Air
0020 | FLT | 320 | 243 | 320243 | FLT-320243 | Blower 3 Filter | CARTRIDGE FILTER |  | Air
0020 | FLT | 320 | 244 | 320244 | FLT-320244 | Blower 4 Filter | CARTRIDGE FILTER |  | Air
0020 | MTR | 320 | 301 | 320301 | MTR-320301 | Blower Room Fan 1 Motor | MOTOR |  | Air
0020 | MTR | 320 | 302 | 320302 | MTR-320302 | Blower Room Fan 2 Motor | MOTOR |  | Air
0020 | MTR | 320 | 351 | 320351 | MTR-320351 | Blower 1 Motor | MOTOR
0020 | MTR | 320 | 352 | 320352 | MTR-320352 | Blower 2 Motor | MOTOR
0020 | MTR | 320 | 353 | 320353 | MTR-320353 | Blower 3 Motor | MOTOR
0020 | MTR | 320 | 354 | 320354 | MTR-320354 | Blower 4 Motor | MOTOR
0020 | NRV | 320 | 101 | 320101 | NRV-320101 | Blower 1 Non Return Valve | NON RETURN VALVE |  | Air
0020 | NRV | 320 | 102 | 320102 | NRV-320102 | Blower 2 Non Return Valve | NON RETURN VALVE |  | Air
0020 | NRV | 320 | 103 | 320103 | NRV-320103 | Blower 3 Non Return Valve | NON RETURN VALVE |  | Air
0020 | NRV | 320 | 104 | 320104 | NRV-320104 | Blower 4 Non Return Valve | NON RETURN VALVE |  | Air
0020 | PAH | 320 | 261 | 320261 | PAH-320261 | Blower 1 Pressure Alarm High | PRESSURE ALARM HIGH |  | 0
0020 | PAH | 320 | 262 | 320262 | PAH-320262 | Blower 2 Pressure Alarm High | PRESSURE ALARM HIGH |  | 0
0020 | PAH | 320 | 263 | 320263 | PAH-320263 | Blower 3 Pressure Alarm High | PRESSURE ALARM HIGH |  | 0
0020 | PAH | 320 | 264 | 320264 | PAH-320264 | Blower 4 Pressure Alarm High | PRESSURE ALARM HIGH |  | 0
0020 | TRA | 320 | 320 | 320320 | TRA-320320 | Blower Header Pressure Transducer | PRESSURE TRANSDUCER | 4-20mA
0020 | PDI | 320 | 281 | 320281 | PDI-320281 | Blower 1 Pressure Differential Instrument | PRESSURE DIFFERENTIAL INDICATOR |  | Air
0020 | PDI | 320 | 282 | 320282 | PDI-320282 | Blower 2 Pressure Differential Instrument | PRESSURE DIFFERENTIAL INDICATOR |  | Air
0020 | PDI | 320 | 283 | 320283 | PDI-320283 | Blower 3 Pressure Differential Instrument | PRESSURE DIFFERENTIAL INDICATOR |  | Air
0020 | PDI | 320 | 284 | 320284 | PDI-320284 | Blower 4 Pressure Differential Instrument | PRESSURE DIFFERENTIAL INDICATOR |  | Air
0020 | SIL | 320 | 211 | 320211 | SIL-320211 | Blower 1 Silencer 1 | SILENCER |  | Air
0020 | SIL | 320 | 212 | 320212 | SIL-320212 | Blower 2 Silencer 1 | SILENCER |  | Air
0020 | SIL | 320 | 213 | 320213 | SIL-320213 | Blower 3 Silencer 1 | SILENCER |  | Air
0020 | SIL | 320 | 214 | 320214 | SIL-320214 | Blower 4 Silencer 1 | SILENCER |  | Air
0020 | SIL | 320 | 221 | 320221 | SIL-320221 | Blower 1 Silencer 2 | SILENCER |  | Air
0020 | SIL | 320 | 222 | 320222 | SIL-320222 | Blower 2 Silencer 2 | SILENCER |  | Air
0020 | SIL | 320 | 223 | 320223 | SIL-320223 | Blower 3 Silencer 2 | SILENCER |  | Air
0020 | SIL | 320 | 224 | 320224 | SIL-320224 | Blower 4 Silencer 2 | SILENCER |  | Air
0020 | SOL | 320 | 271 | 320271 | SOL-320271 | Blower 1 Solenoid Valve | SOLENOID VALVE |  | Air
0020 | SOL | 320 | 272 | 320272 | SOL-320272 | Blower 2 Solenoid Valve | SOLENOID VALVE |  | Air
0020 | SOL | 320 | 273 | 320273 | SOL-320273 | Blower 3 Solenoid Valve | SOLENOID VALVE |  | Air
0020 | SOL | 320 | 274 | 320274 | SOL-320274 | Blower 4 Solenoid Valve | SOLENOID VALVE |  | Air
0020 | TI | 320 | 340 | 320340 | TI-320340 | Blower Header Temperature Indicator | TEMPERATURE INDICATOR
0020 | TIC | 320 | 290 | 320290 | TIC-320290 | Blower Room Temperature Control | TEMPERATURE INDICATOR CONTROLLER
0020 | VLV | 320 | 111 | 320111 | VLV-320111 | Blower 1 Isolation Valve | VALVE |  | Air
0020 | VLV | 320 | 112 | 320112 | VLV-320112 | Blower 2 Isolation Valve | VALVE |  | Air
0020 | VLV | 320 | 113 | 320113 | VLV-320113 | Blower 3 Isolation Valve | VALVE |  | Air
0020 | VLV | 320 | 114 | 320114 | VLV-320114 | Blower 4 Isolation Valve | VALVE |  | Air
0020 | VPR | 320 | 361 | 320361 | VPR-320361 | Blower 1 Pressure Relief Valve | VALVE PRESSURE REDUCTION |  | Air
0020 | VPR | 320 | 362 | 320362 | VPR-320362 | Blower 2 Pressure Relief Valve | VALVE PRESSURE REDUCTION |  | Air
0020 | VPR | 320 | 363 | 320363 | VPR-320363 | Blower 3 Pressure Relief Valve | VALVE PRESSURE REDUCTION |  | Air
0020 | VPR | 320 | 364 | 320364 | VPR-320364 | Blower 4 Pressure Relief Valve | VALVE PRESSURE REDUCTION |  | Air
0020 | VSD | 320 | 251 | 320251 | VSD-320251 | Blower 1 Variable Speed Drive | VARIABLE FREQUENCY/SPEED DRIVE
0020 | VSD | 320 | 252 | 320252 | VSD-320252 | Blower 2 Variable Speed Drive | VARIABLE FREQUENCY/SPEED DRIVE
0020 | VSD | 320 | 253 | 320253 | VSD-320253 | Blower 3 Variable Speed Drive | VARIABLE FREQUENCY/SPEED DRIVE
0020 | VSD | 320 | 254 | 320254 | VSD-320254 | Blower 4 Variable Speed Drive | VARIABLE FREQUENCY/SPEED DRIVE
0021 | NRV | 250 | 101 | 250101 | NRV-250101 | Septage Non Return Valve | NON RETURN VALVE
0021 | VLV | 250 | 102 | 250102 | VLV-250102 | Septage Sample Point Isolation Valve | VALVE |  | Raw Sewage
0021 | VLV | 250 | 103 | 250103 | VLV-250103 | Septage Isolation Valve | VALVE |  | Raw Sewage
0021 | VLV | 250 | 104 | 250104 | VLV-250104 | Septage Recycled Water Isolation Valve | VALVE |  | Raw Sewage
0021 | NRV | 250 | 105 | 250105 | NRV-250105 | Septage Recycled Water Non Return Valve | NON RETURN VALVE |  | Raw Sewage
0021 | VLV | 250 | 106 | 250106 | VLV-250106 | Septage Recycled Water Isolation Valve | VALVE |  | Raw Sewage
0021 | VLV | 250 | 107 | 250107 | VLV-250107 | Setpage Truck Bund Isolation Valve | VALVE |  | Raw Sewage
0021 | VLV | 250 | 108 | 250108 | VLV-250108 | Septage Tank Air Inlet Dampner | VALVE |  | Foul air
0021 | VLV | 250 | 109 | 250109 | VLV-250109 | Septage Tank Air Outlet Dampner | VALVE |  | Foul air
0021 | VLV | 250 | 110 | 250110 | VLV-250110 | Septage Tank Mixing Pump Isolation Valve | VALVE |  | Raw Sewage
0021 | VLV | 250 | 111 | 250111 | VLV-250111 | Septage Tank Mixing Pump Isolation Valve | VALVE |  | Raw Sewage
0021 | VLV | 250 | 122 | 250122 | VLV-250122 | Septage Pump Isolation Valve | VALVE |  | Raw Sewage
0021 | NRV | 250 | 132 | 250132 | NRV-250132 | Septage Pump Non Return Valve | NON RETURN VALVE
0021 | VLV | 250 | 133 | 250133 | VLV-250133 | Septage Potable Water Hose Reel Isolation Valve | VALVE |  | Potable Water
0021 | VLV | 250 | 134 | 250134 | VLV-250134 | Septage Return Flowmeter Isolation Valve | VALVE |  | Raw Sewage
0021 | VLV | 250 | 136 | 250136 | VLV-250136 | Septage Tank Drain Valve | VALVE |  | Raw Sewage
0021 | VLV | 250 | 137 | 250137 | VLV-250137 | Septage Rock Trap Bin Isolation Valve | VALVE |  | Raw Sewage
0021 | VLV | 250 | 140 | 250140 | VLV-250140 | Septage Return Isolation Valve | VALVE |  | Raw Sewage
0021 | NRV | 250 | 150 | 250150 | NRV-250150 | Septage Inlet Pump Non Return Valve | NON RETURN VALVE |  | Raw Sewage
0021 | VLV | 250 | 160 | 250160 | VLV-250160 | Septage Rising Main Air Release Valve | VALVE |  | Raw Sewage
0021 | VLV | 250 | 161 | 250161 | VLV-250161 | Septage Rising Main Flushing Line Isolation Valve | VALVE |  | Raw Sewage
0021 | VLV | 250 | 162 | 250162 | VLV-250162 | Septage Rising Main Drain Valve | VALVE |  | Raw Sewage
0021 | VLV | 250 | 100 | 250100 | VLV-250100 | Septage Inlet Isolation Valve | VALVE |  | Raw Sewage
0021 | VLV | 250 | 112 | 250112 | VLV-250112 | Septage Inlet Drain Valve | VALVE |  | Raw Sewage
0021 | VLV | 250 | 113 | 250113 | VLV-250113 | Septage Inlet Drain Valve | VALVE |  | Raw Sewage
0021 | MAC | 250 | 201 | 250201 | MAC-250201 | Septage Macerator | MACERATOR |  | Raw Sewage
0021 | MTR | 250 | 202 | 250202 | MTR-250202 | Septage Macerator Motor | MOTOR
0021 | VSD | 250 | 203 | 250203 | VSD-250203 | Septage Macerator Variable Speed Drive | VARIABLE FREQUENCY/SPEED DRIVE
0021 | VCA | 250 | 210 | 250210 | VCA-250210 | Septage Control Valve | CONTROL VALVE |  | Raw Sewage
0021 | FI | 250 | 220 | 250220 | FI-250220 | Septage Flow Indicating Transmitter | FLOW INDICATOR
0021 | RTP | 250 | 230 | 250230 | RTP-250230 | Septage Rock Trap | ROCK TRAP |  | Raw Sewage
0021 | FSL | 250 | 240 | 250240 | FSL-250240 | Septage Screen Recycled Water Flow Switch Low | FLOW SWITCH LOW
0021 | SOL | 250 | 250 | 250250 | SOL-250250 | Septage Screen Recycled Water Solenoid Valve | SOLENOID VALVE |  | Recycled Water
0021 | BIN | 250 | 280 | 250280 | BIN-250280 | Heavy Object Bin | BIN/SKIP |  | Raw Sewage
0021 | TNK | 250 | 290 | 250290 | TNK-250290 | Septage Tank | TANK |  | Raw Sewage
0021 | PMP | 250 | 300 | 250300 | PMP-250300 | Septage Tank Mixing Pump | PUMP |  | Raw Sewage
0021 | MTR | 250 | 310 | 250310 | MTR-250310 | Septage Tank Mixing Pump Motor | MOTOR
0021 | LSW | 250 | 320 | 250320 | LSW-250320 | Septage Tank Level Switch | LEVEL SWITCH | 24VDC | Raw Sewage
0021 | PMP | 250 | 331 | 250331 | PMP-250331 | Septage Pump 1 | PUMP |  | Raw Sewage
0021 | MTR | 250 | 341 | 250341 | MTR-250341 | Septage Pump 1 Motor | MOTOR
0021 | FIT | 250 | 350 | 250350 | FIT-250350 | Septage Return Flow Indicating Transmitter | FLOW INDICATING TRANSMITTER
0021 | RTW | 250 | 361 | 250361 | RTW-250361 | Septage Truck Bund | RETAINING WALLS/BUND |  | Raw Sewage
0021 | RTW | 250 | 362 | 250362 | RTW-250362 | Septage Bund | RETAINING WALLS/BUND |  | Raw Sewage
0021 | HOS | 250 | 370 | 250370 | HOS-250370 | Septage Potable Water Hose Reel | HOSE REEL/HOSE |  | Potable Water
0021 | CAM | 250 | 380 | 250380 | CAM-250380 | Septage Camlock Connection | CAMLOCK COUPLING |  | Raw Sewage
0021 | TAP | 250 | 390 | 250390 | TAP-250390 | Septage Sample Tap | SAMPLE TAP OR SIMILAR |  | Raw Sewage
0021 | VPR | 250 | 410 | 250410 | VPR-250410 | Septage Return Pump Pressure Relief Valve | VALVE PRESSURE REDUCTION |  | Raw Sewage
0021 | PMP | 250 | 420 | 250420 | PMP-250420 | Septage Inlet Pump | PUMP |  | Raw Sewage
0021 | MTR | 250 | 421 | 250421 | MTR-250421 | Septage Inlet Pump Motor | MOTOR
0021 | SIC | 250 | 422 | 250422 | SIC-250422 | Septage Inlet Pump Speed Control | SPEED INDICATOR CONTROLLER
0022 | VLV | 800 | 101 | 800101 | VLV-800101 | Pond Return Pump 1 Isolation Valve | VALVE |  | Pond Effluent
0022 | VLV | 800 | 102 | 800102 | VLV-800102 | Pond Return Pump 2 Isolation Valve | VALVE |  | Pond Effluent
0022 | VLV | 800 | 103 | 800103 | VLV-800103 | Pond Return Isolation Valve | VALVE |  | Pond Effluent
0022 | NRV | 800 | 104 | 800104 | NRV-800104 | Pond Return Pump 1 Non Return Valve | NON RETURN VALVE |  | Pond Effluent
0022 | NRV | 800 | 105 | 800105 | NRV-800105 | Pond Return Pump 2 Non Return Valve | NON RETURN VALVE |  | Pond Effluent
0022 | VLV | 800 | 106 | 800106 | VLV-800106 | Pond Return Pump Station Air Release Valve | VALVE |  | Pond Effluent
0022 | VLV | 800 | 107 | 800107 | VLV-800107 | Pond Return Pump Station Blank Valve | VALVE |  | Pond Effluent
0022 | VLV | 800 | 108 | 800108 | VLV-800108 | Pond Return Pump Station Flushing Point Isolation Valve | VALVE |  | Pond Effluent
0022 | LIC | 800 | 202 | 800202 | LIC-800202 | Pond Return Pump Station Level Control | LEVEL INDICATING CONTROL
0022 | LIC | 800 | 203 | 800203 | LIC-800203 | Pond Return Pump Station Level Control | LEVEL INDICATING CONTROL
0022 | PMP | 800 | 211 | 800211 | PMP-800211 | Pond Return Pump 1 | PUMP |  | Pond Effluent
0022 | PMP | 800 | 212 | 800212 | PMP-800212 | Pond Return Pump 2 | PUMP |  | Pond Effluent
0022 | CMB | 800 | 220 | 800220 | CMB-800220 | Pond Return Pump Station | CHAMBER |  | Pond Effluent
0022 | FI | 800 | 230 | 800230 | FI-800230 | Pond Return Flow Indicator | FLOW INDICATOR
0022 | FLS | 800 | 240 | 800240 | FLS-800240 | Pond Return Pump Station Flushing Point | FLUSHING CONNECTION |  | Pond Effluent
0022 | SIC | 800 | 241 | 800241 | SIC-800241 | Pond Return Pump Speed Control | SPEED INDICATOR CONTROLLER
0022 | SIC | 800 | 242 | 800242 | SIC-800242 | Pond Return Pump 2 Speed Control | SPEED INDICATOR CONTROLLER
0022 | MTR | 800 | 251 | 800251 | MTR-800251 | Pond Return Pump 1 Motor | MOTOR
0022 | MTR | 800 | 252 | 800252 | MTR-800252 | Pond Return Pump 2 Motor | MOTOR
0023 | VLV | 650 | 101 | 650101 | VLV-650101 | Polymer Batching Water Isolation Valve | VALVE |  | Potable Water
0023 | VLV | 650 | 102 | 650102 | VLV-650102 | Polymer Batching Water Isolation Valve | VALVE |  | Potable Water
0023 | VLV | 650 | 106 | 650106 | VLV-650106 | Polymer Dosing Tank Isolation Valve | VALVE |  | Polymer
0023 | VLV | 650 | 107 | 650107 | VLV-650107 | Polymer Dosing Tank Drain Valve | VALVE |  | Polymer
0023 | VLV | 650 | 108 | 650108 | VLV-650108 | Polymer Dosing Calibration Cylinder Isolation Valve | VALVE |  | Polymer
0023 | VLV | 650 | 109 | 650109 | VLV-650109 | Polymer Dosing Tank Drain Valve | VALVE |  | Polymer
0023 | VLV | 650 | 114 | 650114 | VLV-650114 | Polymer Dosing Isolation Valve | VALVE |  | Polymer
0023 | VLV | 650 | 121 | 650121 | VLV-650121 | Polymer Dosing Pump 1 Isolation Valve | VALVE |  | Polymer
0023 | VLV | 650 | 122 | 650122 | VLV-650122 | Polymer Dosing Pump 2 Isolation Valve | VALVE |  | Polymer
0023 | VLV | 650 | 141 | 650141 | VLV-650141 | Polymer Dosing Pump 1 Pressure Gauge Isolation Valve | VALVE |  | Polymer
0023 | VLV | 650 | 142 | 650142 | VLV-650142 | Polymer Dosing Pump 2 Pressure Gauge Isolation Valve | VALVE |  | Polymer
0023 | NRV | 650 | 151 | 650151 | NRV-650151 | Polymer Dosing Pump 1 Non Return Valve | NON RETURN VALVE |  | Polymer
0023 | NRV | 650 | 152 | 650152 | NRV-650152 | Polymer Dosing Pump 2 Non Return Valve | NON RETURN VALVE |  | Polymer
0023 | VLV | 650 | 161 | 650161 | VLV-650161 | Polymer Dosing Pump 1 Drain Valve | VALVE |  | Polymer
0023 | VLV | 650 | 162 | 650162 | VLV-650162 | Polymer Dosing Pump 2 Drain Valve | VALVE |  | Polymer
0023 | VLV | 650 | 171 | 650171 | VLV-650171 | Polymer Dosing Pump 1 Isolation Valve | VALVE |  | Polymer
0023 | VLV | 650 | 172 | 650172 | VLV-650172 | Polymer Dosing Pump 2 Isolation Valve | VALVE |  | Polymer
0023 | NRV | 650 | 181 | 650181 | NRV-650181 | Polymer Concentate Pump Non Return Valve | NON RETURN VALVE |  | Polymer Concentrate
0023 | VLV | 650 | 182 | 650182 | VLV-650182 | Stage 3 Polymer Storage Tank Isolation Valve | VALVE |  | Polymer
0023 | VLV | 650 | 190 | 650190 | VLV-650190 | Recycled Water Isolation Valve | VALVE |  | Recycled Effluent
0023 | VLV | 650 | 191 | 650191 | VLV-650191 | Recycled Water Isolation Valve | VALVE |  | Recycled Effluent
0023 | NRV | 650 | 192 | 650192 | NRV-650192 | Recycled Water Non Return Valve | NON RETURN VALVE |  | Recycled Effluent
0023 | VLV | 650 | 193 | 650193 | VLV-650193 | Recycled Water Isolation Valve | VALVE |  | Recycled Effluent
0023 | VLV | 650 | 194 | 650194 | VLV-650194 | Polymer Dosing Isolation Valve | VALVE |  | Polymer
0023 | VLV | 650 | 195 | 650195 | VLV-650195 | Polymer Batching Tank Drain Valve | VALVE |  | Polymer
0023 | VLV | 650 | 196 | 650196 | VLV-650196 | Polymer Batching Tank Drain Valve | VALVE |  | Polymer
0023 | VLV | 650 | 197 | 650197 | VLV-650197 | Polymer Batching Tank Drain Valve | VALVE |  | Polymer
0023 | EJC | 650 | 200 | 650200 | EJC-650200 | Polymer Ejector | EJECTOR |  | Polymer Powder
0023 | TNK | 650 | 211 | 650211 | TNK-650211 | Polymer Batching Tank | TANK |  | Polymer
0023 | TNK | 650 | 212 | 650212 | TNK-650212 | Polymer Powder Tank | TANK |  | Polymer Powder
0023 | TNK | 650 | 214 | 650214 | TNK-650214 | Stage 3 Polymer Storage Tank | TANK |  | Polymer
0023 | MIX | 650 | 220 | 650220 | MIX-650220 | Polymer Batching Chamber Mixer | MIXER |  | Polymer
0023 | MTR | 650 | 221 | 650221 | MTR-650221 | Polymer Batching Chamber Mixer Motor | MOTOR
0023 | MTR | 650 | 222 | 650222 | MTR-650222 | Polymer Ageing Chamber Mixer Motor | MOTOR
0023 | MIX | 650 | 223 | 650223 | MIX-650223 | Polymer Ageing Chamber Mixer | MIXER |  | Polymer
0023 | MIX | 650 | 224 | 650224 | MIX-650224 | Polymer Storage Tank Mixer | MIXER |  | Polymer
0023 | MTR | 650 | 225 | 650225 | MTR-650225 | Polymer Storage Tank Mixer Motor | MOTOR
0023 | MIX | 650 | 226 | 650226 | MIX-650226 | Stage 3 Polymer Storage Tank Mixer | MIXER |  | Polymer
0023 | MTR | 650 | 227 | 650227 | MTR-650227 | Stage 3 Polymer Storage Tank Mixer Motor | MOTOR
0023 | FLJ | 650 | 230 | 650230 | FLJ-650230 | Pnematic Hopper Loading Hose | FLEXIBLE JOINT |  | Polymer Powder
0023 | PMP | 650 | 240 | 650240 | PMP-650240 | Polymer Concentrate Pump | PUMP |  | Polymer Concentrate
0023 | LSN | 650 | 251 | 650251 | LSN-650251 | Polymer Batching Tank Level Instrument | LEVEL SENSOR | 4-20mA | Polymer
0023 | RTW | 650 | 270 | 650270 | RTW-650270 | Polymer Bund | RETAINING WALLS/BUND |  | Polymer
0023 | CCL | 650 | 281 | 650281 | CCL-650281 | Polymer Dosing Calibration Cylinder | CALIBRATION CYLINDER |  | Polymer
0023 | PMP | 650 | 301 | 650301 | PMP-650301 | Polymer Dosing Pump 1 | PUMP |  | Polymer
0023 | PMP | 650 | 302 | 650302 | PMP-650302 | Polymer Dosing Pump 2 | PUMP |  | Polymer
0023 | SIC | 650 | 311 | 650311 | SIC-650311 | Polymer Dosing Pump 1 Speed Control | SPEED INDICATOR CONTROLLER
0023 | SIC | 650 | 312 | 650312 | SIC-650312 | Polymer Dosing Pump 1 Speed Control | SPEED INDICATOR CONTROLLER
0023 | PRG | 650 | 321 | 650321 | PRG-650321 | Polymer Dosing Pump 1 Pressure Gauge | PRESSURE GAUGE |  | Polymer
0023 | PRG | 650 | 322 | 650322 | PRG-650322 | Polymer Dosing Pump 2 Pressure Gauge | PRESSURE GAUGE |  | Polymer
0023 | FE | 650 | 331 | 650331 | FE-650331 | Polymer Dosing Flow Element | FLOW ELEMENT |  | Polymer
0023 | MIX | 650 | 341 | 650341 | MIX-650341 | Polymer Recycled Water Static Mixer | MIXER |  | Polymer
0023 | SOL | 650 | 350 | 650350 | SOL-650350 | Polymer Batching Water Solenoid Valve | SOLENOID VALVE |  | Potable water
0023 | SOL | 650 | 351 | 650351 | SOL-650351 | Recycled Water Solenoid Valve | SOLENOID VALVE |  | Potable water
0023 | PRG | 650 | 360 | 650360 | PRG-650360 | Polymer Batching Water Pressure Gauge | PRESSURE GAUGE |  | Potable water
0023 | PSL | 650 | 370 | 650370 | PSL-650370 | Polymer Batching Water Pressure Sensor Low | PRESSURE SWITCH LOW
0023 | ROT | 650 | 381 | 650381 | ROT-650381 | Recycled Water Rotameter | ROTAMETER |  | Recycled water
0023 | FSL | 650 | 391 | 650391 | FSL-650391 | Recycled Water Flow Switch Low | FLOW SWITCH LOW
0023 | PRV | 650 | 401 | 650401 | PRV-650401 | Recycled Water Pressure Sustaining Valve | PRESSURE RELIEF VALVE |  | Recycled water
0023 | VPR | 650 | 411 | 650411 | VPR-650411 | Polymer Dosing Pump 1 Pressure Relief Valve | VALVE PRESSURE REDUCTION |  | Polymer
0023 | VPR | 650 | 412 | 650412 | VPR-650412 | Polymer Dosing Pump 2 Pressure Relief Valve | VALVE PRESSURE REDUCTION |  | Polymer
0023 | MTR | 650 | 421 | 650421 | MTR-650421 | Polymer Dosing Pump 1 Motor | MOTOR
0023 | MTR | 650 | 422 | 650422 | MTR-650422 | Polymer Dosing Pump 2 Motor | MOTOR
0023 | FDR | 650 | 430 | 650430 | FDR-650430 | Polymer Screw Feeder | FEEDER |  | Polymer powder
0023 | MTR | 650 | 431 | 650431 | MTR-650431 | Polymer Screw Feeder Motor | MOTOR
0023 | HPR | 650 | 440 | 650440 | HPR-650440 | Pneumatic Hopper | HOPPER |  | Polymer powder
0023 | HTR | 650 | 450 | 650450 | HTR-650450 | Polymer Heater Pad | HEATER
0023 | SPS | 650 | 460 | 650460 | SPS-650460 | Pneumatic Hopper Speed Switch | SPEED SWITCH | 24VDC
0023 | TNK | 650 | 613 | 650613 | TNK-650613 | Polymer Concentrate Tank | TANK |  | Polymer concentrate
0025 | ADR | 900 | 251 | 900251 | ADR-900251 | Air Dryer 1 | AIR DRYER |  | Air
0025 | ADR | 900 | 252 | 900252 | ADR-900252 | Air Dryer 2 | AIR DRYER |  | Air
0025 | COM | 900 | 201 | 900201 | COM-900201 | Plant Air Compressor 1 | COMPRESSOR |  | Air
0025 | COM | 900 | 202 | 900202 | COM-900202 | Plant Air Compressor 2 | COMPRESSOR |  | Air
0025 | FLT | 900 | 231 | 900231 | FLT-900231 | Condensate Filter 1 | CARTRIDGE FILTER |  | Air
0025 | FLT | 900 | 232 | 900232 | FLT-900232 | Condensate Filter 2 | CARTRIDGE FILTER |  | Air
0025 | FLT | 900 | 241 | 900241 | FLT-900241 | Air Dryer Inlet Filter 1 | CARTRIDGE FILTER |  | Air
0025 | FLT | 900 | 242 | 900242 | FLT-900242 | Air Dryer Inlet Filter 2 | CARTRIDGE FILTER |  | Air
0025 | FLT | 900 | 261 | 900261 | FLT-900261 | Air Dryer 1 Outlet Filter | CARTRIDGE FILTER |  | Air
0025 | FLT | 900 | 262 | 900262 | FLT-900262 | Air Dryer 2 Outlet Filter | CARTRIDGE FILTER |  | Air
0025 | FLT | 900 | 360 | 900360 | FLT-900360 | Condensate Filter | CARTRIDGE FILTER |  | Air
0025 | FLT | 900 | 391 | 900391 | FLT-900391 | Plant Air Compressor 1 Air Inlet Filter | CARTRIDGE FILTER |  | Air
0025 | FLT | 900 | 392 | 900392 | FLT-900392 | Plant Air Compressor 2 Air Inlet Filter | CARTRIDGE FILTER |  | Air
0025 | MTR | 900 | 203 | 900203 | MTR-900203 | Plant Air Compressor 1 Motor | MOTOR
0025 | MTR | 900 | 204 | 900204 | MTR-900204 | Plant Air Compressor 2 Motor | MOTOR
0025 | NRV | 900 | 008 | 900008 | NRV-900008 | Compressed Air 1 Non Return Valve | NON RETURN VALVE |  | Air
0025 | NRV | 900 | 108 | 900108 | NRV-900108 | Compressed Air 2 Non Return Valve | NON RETURN VALVE |  | Air
0025 | PRG | 900 | 311 | 900311 | PRG-900311 | Wet Air Receiver 1 Pressure Gauge | PRESSURE GAUGE |  | Air
0025 | PRG | 900 | 312 | 900312 | PRG-900312 | Wet Air Receiver 2 Pressure Gauge | PRESSURE GAUGE |  | Air
0025 | PRG | 900 | 370 | 900370 | PRG-900370 | Dry Air Receiver 1 Pressure Gauge | PRESSURE GAUGE |  | Air
0025 | PRS | 900 | 281 | 900281 | PRS-900281 | Plant Air Compressor 1 Pressure Switch | PRESSURE SWITCH | 24VDC | Air
0025 | PRS | 900 | 282 | 900282 | PRS-900282 | Plant Air Compressor 2 Pressure Switch | PRESSURE SWITCH | 24VDC | Air
0025 | PRS | 900 | 321 | 900321 | PRS-900321 | Wet Air Receiver 1 Pressure Switch | PRESSURE SWITCH | 24VDC | Air
0025 | PRS | 900 | 322 | 900322 | PRS-900322 | Wet Air Receiver 2 Pressure Switch | PRESSURE SWITCH | 24VDC | Air
0025 | PRS | 900 | 390 | 900390 | PRS-900390 | Dry Air Receiver 1 Pressure Switch | PRESSURE SWITCH | 24VDC | Air
0025 | REC | 900 | 221 | 900221 | REC-900221 | Wet Air Receiver 1 | AIR RECEIVER |  | Air
0025 | REC | 900 | 222 | 900222 | REC-900222 | Wet Air Receiver 2 | AIR RECEIVER |  | Air
0025 | REC | 900 | 350 | 900350 | REC-900350 | Dry Air Receiver 1 | AIR RECEIVER |  | Air
0025 | TI | 900 | 271 | 900271 | TI-900271 | Plant Air Compressor 1 Temperature Indicator | TEMPERATURE INDICATOR
0025 | TI | 900 | 272 | 900272 | TI-900272 | Plant Air Compressor 2 Temperature Indicator | TEMPERATURE INDICATOR
0025 | TEM | 900 | 331 | 900331 | TEM-900331 | Air Dryer 1 Motor Temperature Switch | TEMPERATURE SWITCH | 24VDC | Air
0025 | TEM | 900 | 332 | 900332 | TEM-900332 | Air Dryer 2 Motor Temperature Switch | TEMPERATURE SWITCH | 24VDC | Air
0025 | VLV | 900 | 002 | 900002 | VLV-900002 | Wet Air Receiver 1 Pressure Gauge Isolation Valve | VALVE |  | Air
0025 | VLV | 900 | 003 | 900003 | VLV-900003 | Wet Air Receiver 1 Pressure Switch Isolation Valve | VALVE |  | Air
0025 | VLV | 900 | 004 | 900004 | VLV-900004 | Compressed Air 1 Isolation Valve | VALVE |  | Air
0025 | VLV | 900 | 005 | 900005 | VLV-900005 | Condensate Filter 1 Isolation Valve | VALVE |  | Air
0025 | VLV | 900 | 006 | 900006 | VLV-900006 | Condensate Filter 1 Bypass Valve | VALVE |  | Air
0025 | VLV | 900 | 007 | 900007 | VLV-900007 | Air Dryer Inlet Filter 1 Isolation Valve | VALVE |  | Air
0025 | VLV | 900 | 009 | 900009 | VLV-900009 | Compressed Air 1 Isolation Valve | VALVE |  | Air
0025 | VLV | 900 | 102 | 900102 | VLV-900102 | Wet Air Receiver 2 Pressure Gauge Isolation Valve | VALVE |  | Air
0025 | VLV | 900 | 103 | 900103 | VLV-900103 | Wet Air Receiver 2 Pressure Switch Isolation Valve | VALVE |  | Air
0025 | VLV | 900 | 104 | 900104 | VLV-900104 | Compressed Air 2 Isolation Valve | VALVE |  | Air
0025 | VLV | 900 | 105 | 900105 | VLV-900105 | Condensate Filter 2 Isolation Valve | VALVE |  | Air
0025 | VLV | 900 | 106 | 900106 | VLV-900106 | Condensate Filter 2 Bypass Valve | VALVE |  | Air
0025 | VLV | 900 | 107 | 900107 | VLV-900107 | Air Dryer Inlet Filter 2 Isolation Valve | VALVE |  | Air
0025 | VLV | 900 | 109 | 900109 | VLV-900109 | Compressed Air 2 Isolation Valve | VALVE |  | Air
0025 | VLV | 900 | 120 | 900120 | VLV-900120 | Dry Air Receiver 1 Isolation Valve | VALVE |  | Air
0025 | VLV | 900 | 121 | 900121 | VLV-900121 | Dry Air Receiver 1 Pressure Switch Isolation Valve | VALVE |  | Air
0025 | VLV | 900 | 123 | 900123 | VLV-900123 | Dry Air Receiver 1 Pressure Gauge Isolation Valve | VALVE |  | Air
0025 | VLV | 900 | 124 | 900124 | VLV-900124 | Dry Air Receiver 1 Isolation Valve | VALVE |  | Air
0025 | VLV | 900 | 125 | 900125 | VLV-900125 | Condensate Filter Isolation Valve | VALVE |  | Air
0025 | VLV | 900 | 126 | 900126 | VLV-900126 | Condensate Filter Bypass Valve | VALVE |  | Air
0025 | VLV | 900 | 127 | 900127 | VLV-900127 | Dry Air Receiver 1 Bypass Valve | VALVE |  | Air
0025 | VPR | 900 | 301 | 900301 | VPR-900301 | Wet Air Receiver 1 Pressure Relief Valve | VALVE PRESSURE REDUCTION |  | Air
0025 | VPR | 900 | 302 | 900302 | VPR-900302 | Wet Air Receiver 2 Pressure Relief Valve | VALVE PRESSURE REDUCTION |  | Air
0025 | VPR | 900 | 380 | 900380 | VPR-900380 | Dry Air Receiver 1 Pressure Relief Valve | VALVE PRESSURE REDUCTION |  | Air
0026 | PI | 900 | 431 | 900431 | PI-900431 | Compressed Air Ring Main Pressure Indicating Transmitter | PRESSURE INDICATOR
0026 | PI | 900 | 432 | 900432 | PI-900432 | Compressed Air Ring Main Pressure Indicating Transmitter | PRESSURE INDICATOR
0026 | PRG | 900 | 421 | 900421 | PRG-900421 | Compressed Air Ring Main Pressure Gauge | PRESSURE GAUGE |  | Air
0026 | PRG | 900 | 422 | 900422 | PRG-900422 | Compressed Air Ring Main Pressure Gauge | PRESSURE GAUGE |  | Air
0026 | PRG | 900 | 450 | 900450 | PRG-900450 | Compressed Air Ring Main Pressure Gauge | PRESSURE GAUGE |  | Air
0026 | PRS | 900 | 411 | 900411 | PRS-900411 | Compressed Air Ring Main Pressure Switch | PRESSURE SWITCH | 24VDC | Air
0026 | PRS | 900 | 412 | 900412 | PRS-900412 | Compressed Air Ring Main Pressure Switch | PRESSURE SWITCH | 24VDC | Air
0026 | PRV | 900 | 401 | 900401 | PRV-900401 | Compressed Air Ring Main Pressure Sustaining Valve | PRESSURE RELIEF VALVE |  | Air
0026 | PRV | 900 | 402 | 900402 | PRV-900402 | Compressed Air Ring Main Pressure Sustaining Valve | PRESSURE RELIEF VALVE |  | Air
0026 | PRV | 900 | 440 | 900440 | PRV-900440 | Compressed Air Ring Main Pressure Sustaining Valve | PRESSURE RELIEF VALVE |  | Air
0026 | VLV | 900 | 131 | 900131 | VLV-900131 | Compressed Air Ring Main Isolation Valve | VALVE |  | Air
0026 | VLV | 900 | 132 | 900132 | VLV-900132 | Compressed Air Ring Main Isolation Valve | VALVE |  | Air
0026 | VLV | 900 | 133 | 900133 | VLV-900133 | Compressed Air Ring Main Pressure Switch Isolation Valve | VALVE |  | Air
0026 | VLV | 900 | 134 | 900134 | VLV-900134 | Compressed Air Ring Main Pressure Switch Isolation Valve | VALVE |  | Air
0026 | VLV | 900 | 135 | 900135 | VLV-900135 | Compressed Air Ring Main Pressure Gauge Isolation Valve | VALVE |  | Air
0026 | VLV | 900 | 141 | 900141 | VLV-900141 | Compressed Air Ring Main Isolation Valve | VALVE |  | Air
0026 | VLV | 900 | 142 | 900142 | VLV-900142 | Compressed Air Ring Main Isolation Valve | VALVE |  | Air
0026 | VLV | 900 | 143 | 900143 | VLV-900143 | Compressed Air Ring Main Pressure Switch Isolation Valve | VALVE |  | Air
0026 | VLV | 900 | 144 | 900144 | VLV-900144 | Compressed Air Ring Main Pressure Switch Isolation Valve | VALVE |  | Air
0026 | VLV | 900 | 145 | 900145 | VLV-900145 | Compressed Air Ring Main Pressure Gauge Isolation Valve | VALVE |  | Air
0026 | VLV | 900 | 150 | 900150 | VLV-900150 | Compressed Air Ring Main Pressure Gauge Isolation Valve | VALVE |  | Air
0026 | VLV | 900 | 151 | 900151 | VLV-900151 | Compressed Air Ring Main Isolation Valve | VALVE |  | Air
0026 | VLV | 900 | 152 | 900152 | VLV-900152 | Compressed Air Ring Main Pressure Gauge Isolation Valve | VALVE |  | Air
0026 | VLV | 900 | 161 | 900161 | VLV-900161 | Compressed Air Ring Main Pressure Transducer Isolation Valve | VALVE |  | Air
0026 | VLV | 900 | 162 | 900162 | VLV-900162 | Compressed Air Ring Main Pressure Transducer Isolation Valve | VALVE |  | Air
0026 | VLV | 900 | 170 | 900170 | VLV-900170 | Compressed Air Ring Main Drain Valve | VALVE |  | Condensate
0027 | CMB | 750 | 203 | 750203 | CMB-750203 | Inlet Works Wastewater Pump Station | CHAMBER |  | Foul drainage
0027 | FIT | 750 | 245 | 750245 | FIT-750245 | Inlet Works Wastewater Pump Station Flow Indicating Transmitter | FLOW INDICATING TRANSMITTER
0027 | HOS | 750 | 280 | 750280 | HOS-750280 | Inlet Works Wastewater Pump Station Hose Reel | HOSE REEL/HOSE |  | Potable water
0027 | LSN | 750 | 243 | 750243 | LSN-750243 | Inlet Works Wastewater Pump Station Level Instrument | LEVEL SENSOR | 4-20mA | Foul drainage
0027 | LSN | 750 | 244 | 750244 | LSN-750244 | Inlet Works Wastewater Pump Station Level Instrument | LEVEL SENSOR | 4-20mA | Foul drainage
0027 | MTR | 750 | 253 | 750253 | MTR-750253 | Inlet Works Wastewater Returns Pump 1 Motor | MOTOR |  | Foul drainage
0027 | NRV | 750 | 105 | 750105 | NRV-750105 | Inlet Works Wastewater Returns Pump 1 Non Return Valve | NON RETURN VALVE
0027 | NRV | 750 | 106 | 750106 | NRV-750106 | Inlet Works Wastewater Returns Pump 2 Non Return Valve | NON RETURN VALVE
0027 | PMP | 750 | 213 | 750213 | PMP-750213 | Inlet Works Wastewater Returns Pump 1 | PUMP |  | Foul drainage
0027 | PMP | 750 | 214 | 750214 | PMP-750214 | Inlet Works Wastewater Returns Pump 2 | PUMP |  | Foul drainage
0027 | VLV | 750 | 107 | 750107 | VLV-750107 | Inlet Works Wastewater Returns Pump 1 Isolation Valve | VALVE
0027 | VLV | 750 | 108 | 750108 | VLV-750108 | Inlet Works Wastewater Returns Pump 2 Isolation Valve | VALVE
0027 | VLV | 750 | 109 | 750109 | VLV-750109 | Inlet Works Wastewater Pump Station Isolation Valve | VALVE
0027 | VLV | 750 | 118 | 750118 | VLV-750118 | Inlet Works Wastewater Pump Station Hose Reel Isolation Valve | VALVE |  | Potable water
0027 | VLV | 750 | 119 | 750119 | VLV-750119 | Inlet Works Wastewater Pump Station Non Return Valve | VALVE |  | Foul drainage
0027 | VLV | 750 | 120 | 750120 | VLV-750120 | Inlet Works Wastewater Pump Station Non Return Valve | VALVE |  | Foul drainage
0027 | VLV | 750 | 121 | 750121 | VLV-750121 | Inlet Works Wastewater Pump Station Isolation Valve | VALVE |  | Foul drainage
0027 | VLV | 750 | 122 | 750122 | VLV-750122 | Inlet Works Wastewater Pump Station Isolation Valve | VALVE |  | Foul drainage
0027 | VLV | 750 | 123 | 750123 | VLV-750123 | Inlet Works Wastewater Pump Station Drain Valve | VALVE |  | Foul drainage
0027 | VLV | 750 | 124 | 750124 | VLV-750124 | Inlet Works Wastewater Pump Station Air Release Valve | VALVE |  | Foul drainage
0027 | VLV | 750 | 125 | 750125 | VLV-750125 | Inlet Works Wastewater Pump Station Flushing Isolation Valve | VALVE |  | Foul drainage
0027 | VLV | 750 | 126 | 750126 | VLV-750126 | Inlet Works Wastewater Pump Station Blank Valve | VALVE |  | Foul drainage
0027 | VLV | 750 | 127 | 750127 | VLV-750127 | Inlet Works Wastewater Pump Station Flowmeter Isolation Valve | VALVE |  | Foul drainage
0027 | VLV | 750 | 128 | 750128 | VLV-750128 | Inlet Works Wastewater Pump Station Air Outlet Damper | VALVE |  | Foul air
0027 | VLV | 750 | 129 | 750129 | VLV-750129 | Inlet Works Wastewater Pump Station Air Inlet Damper | VALVE |  | Foul air
0028 | MHL | 229 | 502 | 229502 | MHL-229502 | Manhole | MANHOLE/LAMPHOLES |  | Foul drainage
0028 | MHL | 0 | 120 | 0120 | MHL-120 | Manhole | MANHOLE/LAMPHOLES |  | 0
0028 | MHL | 0 | 121 | 0121 | MHL-121 | Manhole | MANHOLE/LAMPHOLES |  | 0
0029 | VLV | 550 | 100 | 550100 | VLV-550100 | WAS Holding Tank Drain Valve | VALVE |  | Mixed Liquour
0029 | VLV | 550 | 101 | 550101 | VLV-550101 | WAS Pump 1 Isolation Valve | VALVE |  | Mixed Liquour
0029 | VLV | 550 | 102 | 550102 | VLV-550102 | WAS Pump 2 Isolation Valve | VALVE |  | Mixed Liquour
0029 | VLV | 550 | 104 | 550104 | VLV-550104 | WAS Holding Tank Pressure Transducer Isolation Valve | VALVE |  | Mixed Liquour
0029 | NRV | 550 | 105 | 550105 | NRV-550105 | WAS Blower Non Return Valve | NON RETURN VALVE |  | Air
0029 | VLV | 550 | 106 | 550106 | VLV-550106 | WAS Blower Isolation Valve | VALVE |  | Air
0029 | NRV | 550 | 111 | 550111 | NRV-550111 | WAS Pump 1 Non Return Valve | NON RETURN VALVE |  | Mixed Liquour
0029 | NRV | 550 | 112 | 550112 | NRV-550112 | WAS Pump 2 Non Return Valve | NON RETURN VALVE |  | Mixed Liquour
0029 | VLV | 550 | 143 | 550143 | VLV-550143 | WAS Pump 2 Isolation Valve | VALVE |  | Mixed Liquor
0029 | VLV | 550 | 144 | 550144 | VLV-550144 | WAS Pump 2 Isolation Valve | VALVE |  | Mixed Liquor
0029 | VLV | 550 | 145 | 550145 | VLV-550145 | WAS Pump 1 Isolation Valve | VALVE |  | Mixed Liquor
0029 | VLV | 550 | 146 | 550146 | VLV-550146 | WAS Pump 1 Isolation Valve | VALVE |  | Mixed Liquor
0029 | VLV | 550 | 147 | 550147 | VLV-550147 | WAS Aeration Pressure Transducer Isolation Valve | VALVE |  | Air
0029 | TNK | 550 | 200 | 550200 | TNK-550200 | WAS Holding Tank | TANK |  | Mixed liquor
0029 | PMP | 550 | 241 | 550241 | PMP-550241 | WAS Pump 1 | PUMP |  | Mixed liquor
0029 | PMP | 550 | 242 | 550242 | PMP-550242 | WAS Pump 2 | PUMP |  | Mixed liquor
0029 | MTR | 550 | 243 | 550243 | MTR-550243 | WAS Pump 1 Motor | MOTOR
0029 | SIC | 550 | 244 | 550244 | SIC-550244 | WAS Pump 1 Speed Control | SPEED INDICATOR CONTROLLER
0029 | MTR | 550 | 245 | 550245 | MTR-550245 | WAS Pump 2 Motor | MOTOR
0029 | SIC | 550 | 246 | 550246 | SIC-550246 | WAS Pump 2 Speed Control | SPEED INDICATOR CONTROLLER
0029 | VCA | 550 | 251 | 550251 | VCA-550251 | WAS Feed 1 Control Valve | CONTROL VALVE |  | Mixed liquor
0029 | VCA | 550 | 252 | 550252 | VCA-550252 | WAS Feed 2 Control Valve | CONTROL VALVE |  | Mixed liquor
0029 | VCA | 550 | 253 | 550253 | VCA-550252 | WAS Feed 2 Control Valve | CONTROL VALVE |  | Mixed liquor
0029 | FLS | 450 | 250 | 450250 | FLS-450250 | Scum Pump Flushing Point | FLUSHING CONNECTION |  | Scum
0029 | MTR | 450 | 223 | 450223 | MTR-450223 | Scum Pump Motor | MOTOR
0029 | NRV | 450 | 121 | 450121 | NRV-450121 | Scum Pump Non Return valve | NON RETURN VALVE |  | Scum
0029 | PI | 450 | 210 | 450210 | PI-450210 | Scum Tank Pressure Indicator | PRESSURE INDICATOR |  | Scum
0029 | PMP | 450 | 200 | 450200 | PMP-450200 | Scum Pump | PUMP |  | Scum
0029 | RTW | 450 | 260 | 450260 | RTW-450260 | Scum Pump Station Bund | RETAINING WALLS/BUND |  | Drainage
0029 | SIC | 450 | 224 | 450224 | SIC-450224 | Scum Pump Speed Control | SPEED INDICATOR CONTROLLER
0029 | VLV | 450 | 100 | 450100 | VLV-450100 | Scum Tank Pressure Transducer Isolation Valve | VALVE |  | Scum
0029 | VLV | 450 | 101 | 450101 | VLV-450101 | Scum Pump Drain Valve | VALVE |  | Scum
0029 | VLV | 450 | 102 | 450102 | VLV-450102 | Scum Tank Drain Valve | VALVE
0029 | VLV | 450 | 103 | 450103 | VLV-450103 | Scum Pump Station Soak Well | VALVE |  | 0
0029 | VLV | 450 | 111 | 450111 | VLV-450111 | Scum Pump Isolation Valve | VALVE |  | Scum
0029 | VLV | 450 | 112 | 450112 | VLV-450112 | Scum Pump Flushing Point Isolation Valve | VALVE |  | Scum
0029 | VLV | 450 | 131 | 450131 | VLV-450131 | Scum Pump Isolation Valve | VALVE |  | Scum
0029 | FE | 550 | 441 | 550441 | FE-550441 | WAS Feed 1 Flow Element | FLOW ELEMENT |  | Mixed liquour
0029 | FE | 550 | 442 | 550442 | FE-550442 | WAS Feed 2 Flow Element | FLOW ELEMENT |  | Mixed liquour
0029 | VPR | 550 | 451 | 550451 | VPR-550451 | WAS Pump 1 Pressure Relief Valve | VALVE PRESSURE REDUCTION |  | Mixed Liquor
0029 | VPR | 550 | 452 | 550452 | VPR-550452 | WAS Pump 2 Pressure Relief Valve | VALVE PRESSURE REDUCTION |  | Mixed Liquor
0029 | PIC | 550 | 460 | 550460 | PIC-550460 | WAS Holding Tank Pressure Indicator Controller | PRESSURE INDICATOR CONTROL
0029 | TSS | 550 | 560 | 550560 | TSS-550560 | WAS Holding Tank Analyser Indicator Transmitter | SUSPENDED SOLIDS METER | 4-20mA | Mixed Liquor
0030 | VLV | 950 | 101 | 950101 | VLV-950101 | Recycled Water Pump 1 Isolation Valve | VALVE |  | Clarifier Effluent
0030 | VLV | 950 | 102 | 950102 | VLV-950102 | Recycled Water Pump 2 Isolation Valve | VALVE |  | Recycled water
0030 | NRV | 950 | 111 | 950111 | NRV-950111 | Recycled Water Pump 1 Non Return Valve | NON RETURN VALVE |  | Clarifier Effluent
0030 | NRV | 950 | 112 | 950112 | NRV-950112 | Recycled Water Pump 2 Non Return Valve | NON RETURN VALVE |  | Clarifier Effluent
0030 | VLV | 950 | 121 | 950121 | VLV-950121 | Recycled Water Pump 1 Isolation Valve | VALVE |  | Clarifier Effluent
0030 | VLV | 950 | 137 | 950137 | VLV-950137 | Recycled Water Pump Station Isolation Valve | VALVE |  | Clarifier Effluent
0030 | VLV | 950 | 122 | 950122 | VLV-950122 | Recycled Water Pump 2 Isolation Valve | VALVE |  | Clarifier Effluent
0030 | VLV | 950 | 132 | 950132 | VLV-950132 | Recycled Water Cartridge Filter Isolation Valve | VALVE |  | Clarifier Effluent
0030 | VLV | 950 | 133 | 950133 | VLV-950133 | Recycled Water UV System Isolation Valve | VALVE |  | Recycled Effluent
0030 | VLV | 950 | 134 | 950134 | VLV-950134 | Recycled Water Pump Station Pressure Gauge Isolation Valve | VALVE |  | Clarifier Effluent
0030 | VLV | 950 | 135 | 950135 | VLV-950135 | Recycled Water Pump Station Sample Tap Isolation Valve | VALVE |  | Clarifier Effluent
0030 | VLV | 950 | 136 | 950136 | VLV-950136 | Recycled Water Pump Station Pressure Accumulator Isolation Valve | VALVE |  | Clarifier Effluent
0030 | FLT | 950 | 200 | 950200 | FLT-950200 | Recycled Water Cartridge Filter | CARTRIDGE FILTER |  | Clarifier Effluent
0030 | PMP | 950 | 201 | 950201 | PMP-950201 | Recycled Water Pump 1 | PUMP |  | Clarifier Effluent
0030 | PMP | 950 | 202 | 950202 | PMP-950202 | Recycled Water Pump 2 | PUMP |  | Clarifier Effluent
0030 | UVS | 950 | 210 | 950210 | UVS-950210 | Recycled Water UV System | UV SYSTEM |  | Clarifier Effluent
0030 | MTR | 950 | 211 | 950211 | MTR-950211 | Recycled Water Pump 1 Motor | MOTOR
0030 | MTR | 950 | 212 | 950212 | MTR-950212 | Recycled Water Pump 2 Motor | MOTOR
0030 | SIC | 950 | 221 | 950221 | SIC-950221 | Recycled Water Pump 1 Speed Control | SPEED INDICATOR CONTROLLER
0030 | SIC | 950 | 222 | 950222 | SIC-950222 | Recycled Water Pump 2 Speed Control | SPEED INDICATOR CONTROLLER
0030 | PAV | 950 | 230 | 950230 | PAV-950230 | Recycled Water Pump Station Pressure Accumulator | PRESSURE VESSEL |  | Clarifier Effluent
0030 | TAP | 950 | 240 | 950240 | TAP-950240 | Recycled Water Pump Station Sample Tap | SAMPLE TAP OR SIMILAR |  | Recycled Effluent
0030 | PRG | 950 | 250 | 950250 | PRG-950250 | Recycled Water Pump Station Pressure Gauge | PRESSURE GAUGE |  | Clarifier Effluent
0030 | PI | 950 | 260 | 950260 | PI-950260 | Recycled Water Pump Station Pressure Indicator | PRESSURE INDICATOR
0030 | FE | 950 | 312 | 950312 | FE-950312 | Recycled Water Main Flow Element | FLOW ELEMENT |  | Recycled Effluent
0031 | LALL | 950 | 204 | 950204 | LALL-950204 | Primary Recycled Water Inlet Works Tank Level Switch Low Low Alarm | LEVEL ALARM LOW LOW
0031 | LEI | 950 | 207 | 950207 | LEI-950207 | Primary Recycled Water Inlet Works Tank Level Indicator | LEVEL INDICATOR (OPUS)
0031 | LSW | 950 | 203 | 950203 | LSW-950203 | Primary Recycled Water Inlet Works Tank Level Switch Low | LEVEL SWITCH | 24VDC | Recycled Effluent
0031 | LSM | 950 | 205 | 950205 | LSM-950205 | Primary Recycled Water Inlet Works Tank Level Sensor | LEVEL SENSOR (OPUS) | 4-20mA | Recycled Effluent
0031 | LTM | 950 | 206 | 950206 | LTM-950206 | Primary Recycled Water Inlet Works Tank Level Transmitter | LEVEL TRANSMITTER
0031 | NRV | 950 | 142 | 950142 | NRV-950142 | Primary Recycled Water Inlet Works Tank Non Return Valve | NON RETURN VALVE |  | Recycled Effluent
0031 | VLV | 950 | 141 | 950141 | VLV-950141 | Primary Recycled Water Inlet Works Tank Isolation Valve | VALVE |  | Recycled Effluent
0031 | VLV | 950 | 143 | 950143 | VLV-950143 | Primary Recycled Water Inlet Works Tank Float Valve | VALVE |  | Recycled Effluent
0032 | VLV | 550 | 191 | 550191 | VLV-550191 | Biosolids Storage Bin 2 Drain Valve | VALVE |  | Drainage
0032 | VLV | 550 | 192 | 550192 | VLV-550192 | Biosolids Storage Bin 1 Drain Valve | VALVE |  | Drainage
0032 | CNV | 550 | 321 | 550321 | CNV-550321 | Sludge Transfer Conveyor 1 | CONVEYOR |  | Sludge Cake
0032 | CNV | 550 | 322 | 550322 | CNV-550322 | Sludge Transfer Conveyor 2 | CONVEYOR |  | Sludge Cake
0032 | CNV | 550 | 323 | 550323 | CNV-550323 | Sludge Transfer Conveyor 3 | CONVEYOR |  | Sludge Cake
0032 | MTR | 550 | 331 | 550331 | MTR-550331 | Sludge Transfer Conveyor 1 Motor | MOTOR
0032 | MTR | 550 | 332 | 550332 | MTR-550332 | Sludge Transfer Conveyor 2 Motor | MOTOR
0032 | MTR | 550 | 333 | 550333 | MTR-550333 | Sludge Transfer Conveyor 3 Motor | MOTOR
0032 | SIC | 550 | 341 | 550341 | SIC-550341 | Sludge Transfer Conveyor 1 Speed Control | SPEED INDICATOR CONTROLLER
0032 | SIC | 550 | 342 | 550342 | SIC-550342 | Sludge Transfer Conveyor 2 Speed Control | SPEED INDICATOR CONTROLLER
0032 | VCA | 550 | 361 | 550361 | VCA-550361 | Conveyor 3 Bin 1 Sludge Gate | CONTROL VALVE |  | Sludge Cake
0032 | VCA | 550 | 362 | 550362 | VCA-550362 | Conveyor 3 Bin 2 Sludge Gate | CONTROL VALVE |  | Sludge Cake
0032 | SPS | 550 | 371 | 550371 | SPS-550371 | Sludge Transfer Conveyor 1 Speed Switch | SPEED SWITCH | 24VDC
0032 | SPS | 550 | 372 | 550372 | SPS-550372 | Sludge Transfer Conveyor 2 Speed Switch | SPEED SWITCH | 24VDC
0032 | SPS | 550 | 373 | 550373 | SPS-550373 | Sludge Transfer Conveyor 3 Speed Switch | SPEED SWITCH | 24VDC
0032 | SPS | 550 | 374 | 550374 | SPS-550374 | Biosolids Storage Bin 2 Speed Switch | SPEED SWITCH | 24VDC
0032 | SPS | 550 | 375 | 550375 | SPS-550375 | Biosolids Storage Bin 1 Speed Switch | SPEED SWITCH | 24VDC
0032 | YS | 550 | 376 | 550376 | YS-550376 | Biosolids Storage Bin 2 Torque Switch | TORQUE SWITCH | 24VDC
0032 | YS | 550 | 377 | 550377 | YS-550377 | Biosolids Storage Bin 1 Torque Switch | TORQUE SWITCH | 24VDC
0032 | BIN | 550 | 381 | 550381 | BIN-550381 | Biosolids Storage Bin 1 | BIN/SKIP |  | Sludge Cake
0032 | BIN | 550 | 382 | 550382 | BIN-550382 | Biosolids Storage Bin 2 | BIN/SKIP |  | Sludge Cake
0032 | MTR | 550 | 383 | 550383 | MTR-550383 | Biosolids Storage Bin 1 Motor | MOTOR |  | Sludge Cake
0032 | MTR | 550 | 384 | 550384 | MTR-550384 | Biosolids Storage Bin 2 Motor | MOTOR |  | Sludge Cake
0032 | RTW | 550 | 391 | 550391 | RTW-550391 | Sludge Outloading Bund | RETAINING WALLS/BUND |  | Drainage
0032 | FLJ | 550 | 425 | 550425 | FLJ-550425 | Biosolids Storage Bin 2 Flexible Chute | FLEXIBLE JOINT |  | Sludge Cake
0032 | FLJ | 550 | 426 | 550426 | FLJ-550426 | Biosolids Storage Bin 2 Odour Duct Flexible Connection | FLEXIBLE JOINT |  | Foul air
0032 | FLJ | 550 | 427 | 550427 | FLJ-550427 | Biosolids Storage Bin 1 Flexible Chute | FLEXIBLE JOINT |  | Sludge Cake
0032 | FLJ | 550 | 428 | 550428 | FLJ-550428 | Biosolids Storage Bin 1 Odour Duct Flexible Connection | FLEXIBLE JOINT |  | Foul air
0032 | LI | 550 | 443 | 550443 | LI-550443 | Biosolids Storage Bin 2 Level Indicator | LEVEL INDICATOR
0032 | LI | 550 | 444 | 550444 | LI-550444 | Biosolids Storage Bin 1 Level Indicator | LEVEL INDICATOR
0029 | SIL | 550 | 492 | 550492 | SIL-550492 | WAS Blower Outlet Silencer | SILENCER |  | Air
0029 | SIL | 550 | 491 | 550491 | SIL-550491 | WAS Blower Inlet Silencer | SILENCER |  | Air
0029 | FLT | 550 | 510 | 550510 | FLT-550510 | WAS Blower Inlet Filter | CARTRIDGE FILTER |  | Air
0029 | PDI | 550 | 500 | 550500 | PDI-550500 | WAS Blower Inlet Filter Pressure Differential Instrument | PRESSURE DIFFERENTIAL INDICATOR |  | Air
0029 | ABL | 550 | 480 | 550480 | ABL-550480 | WAS Blower | AIR BLOWER |  | Air
0029 | VSD | 550 | 481 | 550481 | VSD-550481 | WAS Blower Variable Speed Drive | VARIABLE FREQUENCY/SPEED DRIVE |  | Air
0029 | VPR | 550 | 540 | 550540 | VPR-550540 | WAS Blower Pressure Relief Valve | VALVE PRESSURE REDUCTION |  | Air
0029 | PRG | 550 | 530 | 550530 | PRG-550530 | WAS Blower Pressure Gauge | PRESSURE GAUGE |  | Air
0029 | TRA | 550 | 470 | 550470 | TRA-550470 | WAS Aeration Pressure Transducer | PRESSURE TRANSDUCER | 4-20mA | Air

## Instructions
General Instructions:
Fill out '1. Site Details and Inputs' tab first. Please note the following:
Site ID must be requested from QLDC 3 Waters Asset Manager and entered in the Site Details & Inputs table prior to submission of this form - this will auto populate the 'Asset List'
Resource consent number must be the consent number that 224c will be issued against.
It is recommended that the O&M manual and asset register data is compiled together and that all commissioning checks and approval of the facility by the QLDC 3 Waters contract manager is completed prior to submission of this document to reduce potential rework.
Complete '2. Asset List' as per key and defintions below:
Key: |  | Definitions for Asset List
Only required where an asset has been renewed
As per QLDC Asset Identification Policy |  | Field Name | Field Type | Description
Calculated |  | Site Code | Calculation | Calculated from entry in to 'Inputs', must be requested from QLDC.
To be completed as appropriate |  | P&ID | Required | Process and Instrument Diagram that references the tag number as per the QLDC Asset Identification Policy
Optional for subdivision/vested assets |  | Asset Type Code | Calculation | Lookup/calculation
QLDC Use Only |  | Area | Required | As per QLDC Asset Identification Policy
|  | UniqueID | Required | As per QLDC Asset Identification Policy
|  | TAG No. | Calculation | Lookup/calculation
|  | Renewal? | Required | Is this a renewal/replacement of an existing asset
|  | QLDC ID of renewed asset | Required if renewal | If it is a renewal/replacement, then what asset was replaced?
|  | Asset Description | Required | What is the asset and what does it do?
|  | Asset Type Name | Required | Selection lIst - pick the aset type. Please contact QLDC is the asset type required is not included.
|  | Medium | Where appropriate | What medium is passing through asset, e.g. potable water, air, waste water, treated wastewater
|  | Serial Number | Where appropriate | manufacturers Serial Number
|  | Manufacturer | Where appropriate | Manufacturers Name, please select from MFG Lookup where possible
|  | Model | Where appropriate | Manufacturers Model Name/Number
|  | Capacity | Where appropriate | Asset capacity, e.g. m3 for tanks, l/s for pumps
|  | Dimensions | Where appropriate | Nominal (DN) size of asset
|  | Install Date | Required | Date of installation
|  | Ownership | Required | Selection lIst - either 'Private' or 'Pending' where asset is to be vested to QLDC
|  | Replacement Cost | Optional | Full installation cost including overheads
|  | Pressure Rating | Where appropriate | Pressure ating of asset where applicable (PN)
|  | Design Life | Required | Expected design/physical life of asset in this installation
|  | Comment | Where appropriate | Any other information
Contacts:
Role | Name | Email | Telephone
QLDC 3 Waters Asset Manager | Mark Baker | mark.baker@qldc.govt.nz | 03 450 0448
QLDC 3 Waters Contract Manager | Simon Mason | simon.mason@qldc.govt.nz | 03 441 1785

## 1. Site Details & Inputs
Inputs
Input | Value | Comment
Development/Project Name
RC Number
Primary Contractor/Project Manager
Asset Register Submitted By
Date Submitted:
Revision | 1
Site Code |  | To be requested from QLDC prior to submission of as-built and asset register template.
SCADA RTU Number |  | If applicable - to be requested from QLDC Three Waters Contractor prior to submission of as-built and asset register template.
Operations and Maintenance Manual Name |  | Please attached approved O&M manula with submission

## 2. Asset List
Site Code | P&ID | Asset Type Code | Area | Equipment Number | TAG No. | Renewal? | QLDC ID of renewed asset | Asset Description | Asset Type Name | Medium | Serial Number | Manufacturer | Model | Capacity | Dimensions | Install Date | Ownership | Replacement Cost | Pressure Rating | Design Life | Comment | Additional Description | UNITTYPE | UNITDESC | Manufacturer (Drop Down) | MODELNO | COMPLEXKEY | SiteID | Mfg | SERVSTAT | INSTDATE | USGAREAKEY | Position | PURCCOST | PURCDATE | OWN | MapNo | SERNO
0 | [23 empty] | . Manufacturer: |  | 0 |  |  |  |  | 0 | #N/A |  | 0 | 0 | QLDC
0 | [30 empty] | 0
0 | [30 empty] | 0
0 | [30 empty] | 0
0 | [30 empty] | 0
0 | [30 empty] | 0
0 | [30 empty] | 0
0 | [30 empty] | 0
0 | [30 empty] | 0
0 | [30 empty] | 0
0 | [30 empty] | 0
0 | [30 empty] | 0
0 | [30 empty] | 0
0 | [30 empty] | 0
0 | [30 empty] | 0
0 | [30 empty] | 0
0 | [30 empty] | 0
0 | [30 empty] | 0
0 | [30 empty] | 0
0 | [30 empty] | 0
0 | [30 empty] | 0
0 | [30 empty] | 0
0 | [30 empty] | 0
0 | [30 empty] | 0
0 | [30 empty] | 0
0 | [30 empty] | 0
0
0 | [30 empty] | 0
0 | [30 empty] | 0
0 | [30 empty] | 0
Formulas:
INSTDATE = Table1[[#This Row],[Install Date]]
PURCDATE = Table1[[#This Row],[INSTDATE]]

## MFG Lookup
CODE | MFGKEY | FULLNAME | ADDR1 | ADDR2 | CITY | CNTCTKEY | COUNTRY | EXPDATE | IDKEY | PGR | STATE | ZIP
A0001 | 1242 | AARCON ODOUR CONTROL SYSTEMS | PO Box 6170 | Gold Coast MC, Bundall |  | 1019 | AUSTRALIA |  | 1018 | www.aarcon.com.au | Queensland | 9726
A0002 | 1009 | ABB NEW ZEALAND | 16 Vulcan Place | PO Box 2120 | Christchurch | 1020 | NEW ZEALAND |  | 1019 | www.abb.co.nz |  | 8140
A0003 | 1007 | ABBEY SYSTEMS LTD | L4 220 Willis Street | PO Box 27 497 | WELLINGTON | 1021 | New Zealand |  | 1020 | www.abbey.co.nz
A0005 | 1048 | ABLE SOLAR LTD (BP) | PO Box 79-153 | Royal Heights | Auckland | 1043 | New Zealand |  | 1042 | www.ablesolar.co.nz
A0006 | 1061 | ABS GROUP | Roskildevägen 1 | Box 394 | Malmö | 1022 | Sweden |  | 1021 | www.absgroup.com
A0007 | 1253 | AEROMIX | 7135 Madison Avenue West |  | Minneapolis | 1023 | USA |  | 1022 | www.aeromix.com | MN | 55427
A0008 | 1187 | ALFA LAVAL | 307 Sandwich Road |  | Hamilton | 1024 | New Zealand |  | 1023 | www.alfalaval.com
A0009 | 1188 | ALLEN-BRADLEY (Rockwell) | 118A Carbine Road |  | Auckland | 1025 | New Zealand |  | 1024 | www.ab.com
A0010 | 1279 | AMPP INDUSTRIES LTD | 10 Kennedy Place | Opawa | Christchurch | 1026 | New Zealand |  | 1025 | www.ampp.co.nz |  | 8022
A0011 | 1062 | APCO WILLAMETTE VALVE & PRIMER CORPORATION | 1100 Via Callejon |  | San Clemente | 1027 | USA |  | 1026 | www.apcovalves.com | California | 92673-6230
A0012 | 1185 | AQUATEC WATER SYSTEMS LTD |  |  |  | 1028 |  |  | 1027 | www.aquatec.com
A0013 | 1042 | ARI Valves | 8 Fisher Crescent, PO Box 12169 | Mt Wellington, Penrose | Auckland | 1029 | NEW ZEALAND |  | 1028 | www.arivalves.com
A0014 | 1295 | ARKAL FILTRATION SYSTEMS | Kibbutz Bet Zera | Jordan Valley |  | 1030 | Israel |  | 1029 | www.arkal-filters.com
A0015 | 1080 | ATLAS COPCO | Unit 2, 79 Waterloo Road | Hornby | Christchurch | 1031 | NEW ZEALAND |  | 1030 | www.atlascopco.co.nz
A0016 | 1029 | AUCOM ELECTRONICS LTD | 123 Wrights Rd, PO Box 80208 |  | Christchurch | 1032 | New Zealand |  | 1031 | www.aucom.com |  | 8440
A0017 | 1178 | AVK VALVES | 559A Grand Junction Road |  | Wingfield | 1033 | Australia |  | 1032 | www.avkvalves.com.au | South Australia | 5013
B0001 | 1053 | BADGER METERS | 4545 W. Brown Deer Road | P.O. Box 245036 | Milwaukee | 1034 | USA |  | 1033 | www.badgermeter.com | WI | 53224-9536
B0002 | 1191 | BAILEY FISCHER AND PORTER (MERGED) |  |  |  | 1035 |  |  | 1034
B0003 | 1272 | BAILEY VALVE | 264 W. Fallbrook Ave | Ste. 105 | Fresno | 1036 | USA |  | 1035 | sales@baileyvalve.com | CA
B0004 | 1212 | BERMAN (BRAND) |  |  |  | 1037 |  |  | 1036
B0005 | 1047 | BLAKEBOROUGH (BRAND) |  |  |  | 1039 |  |  | 1038
B0006 | 1229 | BERMAD (BRAND) |  |  |  | 1038 |  |  | 1037
B0007 | 1085 | BREMCA INDUSTRIES LTD | 25 Bond Street |  | Invercargill | 1040 | NEW ZEALAND |  | 1039 | www.bremca.co.nz |  | 9810
B0008 | 1285 | BROOK HANSEN NZ LTD | PO Box 58-100 | Greenmount | Auckland | 1041 | NEW ZEALAND |  | 1040 |  |  | 1730
B0009 | 1281 | BURFORD LTD | Gap Road West | No.1 R.D. | Winton | 1042 | NEW ZEALAND |  | 1041 | www.concretetanks.co.nz | Southland | 9781
B0010 | 1019 | BURT PROCESS EQUIPMENT (SIGNET) |  |  |  | 1044 |  |  | 1043 | www.signetsensors.com
B0011 | 1174 | BURWOOD |  |  |  | 1186 |  |  | 1185
B0013 | 1341 | BURKERT FLUID CONTROL SYSTEMS | 44 Rennie Drive, Airport Oaks |  | Auckland | 1299 | New Zealand |  | 1294 | www.burkert.co.nz |  | 2022
C0001 | 1175 | CATERPILLAR |  |  |  | 1045 |  |  | 1044
C0002 | 1083 | CEILCOTE AIR POLLUTION CONTROL |  |  |  | 1046 |  |  | 1045 | www.ceilcoteapc.com.sg
C0003 | 1040 | CLA-VAL | 308 Port Hills Road |  | Christchurch | 1047 | NEW ZEALAND |  | 1046 | www.cla-val.com
C0004 | 1190 | CLIVE WILSON LTD | 31 Clyde St |  | Invercargill | 1048 | NEW ZEALAND |  | 1047 | www.clivewilson.co.nz
C0005 | 1257 | COMPREX INDUSTRIES LTD | 33 Gladstone Street | Feilding, Manawatu | Manawatu-Wanganui | 1049 | NEW ZEALAND |  | 1048 |  |  | 4702
C0006 | 1251 | Crane Energy Flow Solutions | 146-154 Dunheved Circuit |  | St. Marys | 1050 | Australia |  | 1049 | www.cranevalve.com | NSW | 2760
C0007 | 1306 | Cummins Generator Technologies |  |  |  | 1205 |  |  | 1204 | cumminsgeneratortechnologies
C0008 | 1215 | Compton Pumps |  |  |  | 1204 |  |  | 1203
C0009 | 1323 | CARREL-ELECTRADE LTD | 661 Great South Rd | Penrose | Auckland | 1266 | New Zealand |  | 1265 | www.carrel-electrade.co.nz |  | 1061
D0001 | 1012 | DANFOSS PACIFIC | 6 George Bourke Drive, P O Box 12 - 422 | Penrose, Mt. Wellington | Auckland | 1055 | NEW ZEALAND |  | 1054 | www.danfoss.com
D0002 | 1236 | DENIS FERRANTI GROUP | Caernarfon Road |  | Bangor, Gwynedd | 1056 | UK |  | 1055 | www.dferrantigroup.com | North Wales | LL57 4SP
D0003 | 1211 | DENYO CO. LTD | 2-8-5, Nihonbashi-horidomecho | Chuo-ku | Tokyo | 1057 | Japan |  | 1056 | www.denyo.co.jp |  | 103-8566
D0004 | 1038 | DOROT CONTROL VALVES |  |  |  | 1058 |  |  | 1057 | www.dorot.com
D0005 | 1003 | DUNLOP |  |  |  | 1059 |  |  | 1058
D0006 | 1066 | DETROIT |  |  |  | 1188 |  |  | 1187
D0007 | 1310 | DRV DYNAMICS |  |  |  | 1193 |  |  | 1192
D0008 | 1330 | DEEP SEA ELECTRONICS |  |  |  | 1278 | UK, USA, INDIA, THAI |  | 1277 | www.deepseaplc.com
D0009 | 1331 | DEKORRA PRODUCTS |  |  |  | 1282 | USA |  | 1280 | www.dekorraproducts.com
E0001 | 1266 | EBRO ARMATUREN | Unit 2/6 Northumberland Road |  | Caringbah | 1060 | AUSTRALIA |  | 1059 | www.ebro-armaturen.com | NSW | 2229
E0002 | 1299 | EL-O-MATIC (BRAND) |  |  |  | 1061 |  |  | 1060
E0003 | 1182 | ENDRESS + HAUSER |  |  |  | 1062 |  |  | 1061 | www.endress.com
E0004 | 1222 | ENERMET |  |  |  | 1063 |  |  | 1062 | www.enermet.com
E0005 | 1244 | ERICO |  |  |  | 1064 |  |  | 1063 | www.erico.com
E0006 | 1324 | EUROTEC | 2/5 Wordsworth Street |  | Christchurch | 1267 | NEW ZEALAND |  | 1266 | www.eurotec.co.nz |  | 8023
F0001 | 1180 | Fantech | 55 Orbell Street | Sydenham | Christchurch | 1065 | New Zealand |  | 1064 | www.fantech.co.nz |  | 8144
F0002 | 1301 | FARRA ENGINEERING | 43 Cresswell Street, P O Box 672 |  | Dunedin | 1066 | NEW ZEALAND |  | 1065 | www.farra.co.nz
F0003 | 1240 | FEBCO |  |  |  | 1067 |  |  | 1066 | www.febcoonline.com
F0004 | 1016 | FG WILSON |  |  |  | 1068 |  |  | 1067 | www.fgwilson.com
F0005 | 1207 | FIREWATCH PROTECTION SERVICE | PO Box 302 793, North Harbour |  | North Shore City | 1069 | NEW ZEALAND |  | 1068 | www.firewatch.co.nz |  | 0751
F0006 | 1302 | Fischer & Porter |  |  |  | 1070 |  |  | 1069
F0007 | 1250 | FLOWLINE (BRAND) |  |  |  | 1071 |  |  | 1070
F0008 | 1297 | FORCE FLOW CHEMICAL MONITORING SYSTEMS |  |  |  | 1072 |  |  | 1071 | www.forceflow.com
F0009 | 1202 | Foxcroft Equipment & Services Company Inc | 2101 Creek Road |  | Glenmoore | 1073 | USA |  | 1072 | www.foxcroft.com | PA | 19343
F0010 | 1307 | Fusion Digital Communications Ltd | PO Box 9280 |  | Wellington | 1074 | NEW ZEALAND |  | 1073 | www.fdc.net.nz
F0011 | 1077 | FORD |  |  |  | 1197 |  |  | 1196
F0012 | 1312 | FIAC AIR COMPRESSORS |  |  |  | 1206 | UK |  | 1205 | www.fiacaircompressor.co.uk
F0013 | 1313 | FILTEC |  |  |  | 1207 | New Zealand |  | 1206 | www.filtec.co.nz
F0014 | 1321 | FLYGT | Unit 6, 4 O’Briens Road | PO Box 11078, Sockburn | Christchurch | 1264 |  |  | 1263
F0015 | 1327 | FASTFLO PUMP SYSYEMS | 41 Raiha Street, Elsdon, Porirua |  |  | 1274 |  |  | 1273 | www.fastflo.co.nz |  | 5022
G0001 | 1239 | GE Digital Energy |  |  |  | 1075 |  |  | 1074
G0002 | 1208 | GENERAL ELECTRIC COMPANY |  |  |  | 1198 |  |  | 1197
G0003 | 1256 | GEORG FISCHER | Unit 1, 100 Belmore Road North |  | Riverwood | 1076 | AUSTRALIA |  | 1075 | www.georgefischer.com.au | NSW | 2210
G0004 | 1001 | GILLIES METALTECH | 28 Tyne St, PO Box 440 |  | Oamaru | 1077 | New Zealand |  | 1076 | www.gillies.net.nz |  | 7400
G0005 | 1195 | GME | Unit 2, 24 Bishop Dunn Place | East Tamaki | Manukau | 1078 | New Zealand |  | 1077 | www.gme.net.au |  | 2013
G0006 | 1238 | GOLDAIR | PO Box 100-707, N.S.M.C |  | Auckland | 1079 | NEW ZEALAND |  | 1078 | www.goldair.co.nz
G0007 | 1008 | GRUNDFOS AUSTRALIA & NEW ZEALAND | 38 Klondyke Drive | Hornby South | Christchurch | 1080 | New Zealand |  | 1079 | www.grunfos.co.nz |  | 8042
G0008 | 1308 | GLOBAL WATER |  |  |  | 1199 |  |  | 1198
H0001 | 1270 | HACH |  |  |  | 1081 |  |  | 1080 | www.hach.com
H0002 | 1203 | HALOGEN VALVE SYSTEMS | 17961 Sky Park Circle, Suite A |  | Irvine | 1082 | USA |  | 1081 | www.halogenvalve.com | CA | 92614
H0003 | 1263 | HAWK VALVE | 17511 West Strack Drive |  | Spring | 1083 | USA |  | 1082 | www.hawkalve.com | TX | 77379
H0004 | 1291 | HAWLE | Liegnitzer Straße 6 | D-83395 Freilassing |  | 1084 | GERMANY |  | 1083 | www.hawle.de
H0005 | 1265 | HDL [Hillen de Lelie] | Radeweg 12, 8171MD | P.O. box 73 | Vaassen | 1085 | The Netherlands |  | 1084 | www.hdl.nl |  | 8170AB
H0006 | 1071 | Hitachi Industrial Equipment Systems Co. Ltd |  |  |  | 1086 | AUSTRALIA |  | 1085 | www.hitachi.com.au
H0007 | 1230 | HONEYWELL LIMITED | 264 MT EADEN ROAD |  | AUCKLAND | 1087 | NEW ZEALAND |  | 1086 | www.honeywell.co.nz
H0008 | 1304 | HP |  |  |  | 1088 |  |  | 1087 | www.hp.com
H0009 | 1228 | HPM NEW ZEALAND LTD | PO BOX 33-1064 | Takapuna | Auckland | 1089 | New Zealand |  | 1088 | www.hpm.co.nz |  | 0740
H0010 | 1041 | HUMES | 32A Lucas Place | Frankton | Queenstown | 1090 | NEW ZEALAND |  | 1089 | www.humes.co.nz
H0011 | 1073 | HYCONTROL |  |  |  | 1091 |  |  | 1090 | www.hycontrol.com
H0012 | 1248 | Hynds Pipe Systems Ltd | 207 Great North Rd |  | Winton | 1092 | NEW ZEALAND |  | 1091 | www.hynds.co.nz
H0013 | 1346 | Haitima Valve B.V. | Blauwwater 23 | 5951 DB | Belfeld | 1308 | Netherlands |  | 1303
H0014 | 1349 | Hiwa |  |  |  | 1311 |  |  | 1306 | http://www.hiwa.cn/
I0001 | 1293 | INTECT INSTRUMENTS LTD | 59 Mandeville Street | Riccarton | Christchurch | 1093 | New Zealand |  | 1092 | www.intech.co.nz |  | 8011
I0002 | 1269 | INVENSYS |  |  |  | 1094 |  |  | 1093 | www.iom.invensys.com
I0003 | 1294 | IPLEX PIPELINES | 22 Braeburn Drive, PO Box 16225 |  | Christchurch | 1095 | NEW ZEALAND |  | 1094 | www.iplex.co.nz
I0004 | 1201 | ISKRA AVTOELEKTRIKA d.d. | 5290 Šempeter pri Gorici | Polje 15 |  | 1096 | Slovenia |  | 1095 | www.iskra-ae.com
I0005 | 1254 | ITT |  |  |  | 1097 |  |  | 1096 | www.itt.com
I0006 | 1317 | ITT W&WW | 9 Tawa Drive, North Harbour, Albany | PO Box 35 -618, Browns Bay |  | 1192 | New Zealand |  | 1191 | www.flygt.co.nz
I0007 | 1025 | ITT FLUID TECHNOLOGY INTERNATIONAL PTY (LOWARA) | Unit 3/1 Federation Way | Chifley Business Park | Mentone | 1098 | Australia |  | 1097 | www.lowara.com | VIC | 3194
I0008 | 1060 | ITT FLYGT (MERGED) | Unit 6, 4 O’Briens Road | PO Box 11078, Sockburn | Christchurch | 1099 | NEW ZEALAND |  | 1098 | www.flygt.co.nz
I0009 | 1196 | ITT GOULDS PUMPS (MERGED) |  |  |  | 1100 |  |  | 1099 | www.gouldspumps.com
I0010 | 1030 | ITT MCDONNELL & MILLER (MERGED) |  |  |  | 1101 |  |  | 1100 | www.mcdonnellmiller.com
I0011 | 1329 | IVECO |  |  |  | 1276 |  |  | 1275
J0001 | 1276 | JUMO PROCESS CONTROL INC | 8 Technology Boulevard |  | Canastota | 1102 | USA |  | 1101 | www.jumoplus.com | NY | 13032
J0002 | 1335 | JUNG |  |  |  | 1292 |  |  | 1288
J0003 | 1344 | JOHNSON SCREENS | 88 Brickyard Rd |  | Geebung | 1304 | Australia |  | 1299 | http://www.johnsonscreens.com | QLD | 4034
K0001 | 1035 | KENT METERS |  |  |  | 1103 |  |  | 1102 | www.kentmeters.co.nz
K0002 | 1300 | KENWU INDUSTRIES INC/ JOHN-VALVE | RM.C, 17FL,270 | CHUNG MING S. RD. | TAICHUNG | 1104 | TAIWAN, R.O.C. |  | 1103 | www.johnvalve.com.tw
K0003 | 1002 | KEYSTONE (BRAND) |  |  |  | 1105 |  |  | 1104 | www.keystonevalves.com
K0004 | 1260 | KINGFISHER/ SEMAPHORE |  |  |  | 1106 |  |  | 1105 | www.cse-semaphore.com
K0005 | 1288 | KLEENSCREEN |  |  |  | 1107 |  |  | 1106 | www.kleenscreen.com
K0006 | 1217 | KOHLER POWER |  |  |  | 1108 |  |  | 1107 | www.kohlerpower.com
K0007 | 1245 | KOSYAIRE |  |  |  | 1109 |  |  | 1108
K0008 | 1069 | KROHNE |  |  |  | 1110 |  |  | 1109 | www.krohne.com
K0009 | 1013 | KSB NEW ZEALAND LTD | 2/5 Civil Place |  | North Shore City | 1111 | NEW ZEALAND |  | 1110 | www.ksbpumps.co.za |  | 0632
M0001 | 1214 | MARELLIE MOTORI S.p.A |  |  |  | 1112 |  |  | 1111 | www.marellimotori.com
M0002 | 1233 | MARKON |  |  |  | 1113 |  |  | 1112
M0003 | 1183 | MASKELL PRODUCTIONS LTD |  |  |  | 1114 | NEW ZEALAND |  | 1113 | www.maskell.co.nz
M0004 | 1261 | MD VALVES |  |  |  | 1115 |  |  | 1114
M0005 | 1268 | MEINECKE METERS | C/O Cross Instrumentation | 1621 Autumn Blvd | Conyers | 1116 | USA |  | 1115 | www.meineckemeters.com | GA | 30012
M0006 | 1319 | MENTARI SUPLINDO |  |  |  | 1201 |  |  | 1200 | www.mentari-s.com
M0007 | 1058 | MGE UPS SYSTEMS |  |  |  | 1117 |  |  | 1116 | www.mgeups.com
M0008 | 1274 | MOELLER |  |  |  | 1118 |  |  | 1117 | www.moeller.net
M0009 | 1172 | Mono Pumps (NZ) Ltd | P.O Box 71021, Rosebank | 35-41 Fremlin Place, Avondale | Auckland | 1119 | New Zealand |  | 1118 | www.monopumps.com.au
M0010 | 1028 | MOYGRO VALVES |  |  |  | 1120 |  |  | 1119
M0011 | 1227 | MULTITRODE |  |  |  | 1121 |  |  | 1120 | www.multitrode.com
M0012 | 1235 | MURPHY |  |  |  | 1122 |  |  | 1121
M0013 | 1328 | MATELEC AUSTRALIA | 8 Telford Drive, Shepparton |  |  | 1275 | Australia |  | 1274 | www.matelecaustralia.com.au | Victoria
M0014 | 1336 | MESCO | INDIA |  |  | 1294 |  |  | 1289 | http://mesco.co.in/mesco-pumps
N0001 | 1271 | NOAH (BRAND) |  |  |  | 1123 |  |  | 1122
N0002 | 1039 | NUSTART ELECTRICAL MOTORS |  |  |  | 1124 |  |  | 1123 | www.nustartmotors.co.za
O0001 | 1176 | OLYMPIAN GENERATORS |  |  |  | 1125 | AUSTRALIA |  | 1124 | www.olympiangenerators.com.au
O0002 | 1220 | OMRON ELECTRONICS LIMITED | 65 Boston Road | Mt Eden | Auckland | 1126 | New Zealand |  | 1125 | www.omron-ap.co.nz
O0003 | 1333 | ONIS VISA | ITALY |  |  | 1286 |  |  | 1283
P0001 | 1315 | PALL NEW ZEALAND | 27 Kaimiro Street | PO Box 10 492 | Hamilton | 1127 | NEW ZEALAND |  | 1126 | www.pall.com
P0002 | 1064 | PDL ELECTRICAL SOLUTIONS | 38 Business Parade South, Highbrook | PO Box 259 370, East Tamaki | Manukau | 1128 | NEW ZEALAND |  | 1127 | www.pdl.co.nz |  | 2013
P0003 | 1000 | PLEUGER TECHNIEK |  |  |  | 1129 |  |  | 1128 | www.pleuger.nl
P0004 | 1290 | PROPRIETAR |  |  |  | 1130 |  |  | 1129
P0005 | 1205 | POWER ELECTIC |  |  |  | 1131 |  |  | 1130
P0006 | 1237 | POWER MASTER TECHNOLOGY CO., LTD |  |  |  | 1132 |  |  | 1131 | www.powermaster.com
P0007 | 1024 | PROLINE (BRAND) |  |  |  | 1133 |  |  | 1132
P0008 | 1334 | PERKINS ENGINES COMPANY LTD | UK |  |  | 1289 | UK |  | 1285 | www.perkins.com
P0009 | 1343 | PENTAIR | 31 Canada Crescent | Hornby | Christchurch | 1303 | New Zealand |  | 1298 | http://nz.valves.pentair.com |  | 8042
R0001 | 1255 | RANCO Invensys Controls Group |  |  |  | 1134 |  |  | 1133 | www.invensyscontrolseurope.com
R0002 | 1252 | RHOMBERG |  |  |  | 1135 |  |  | 1134 | www.rhomberg.com.au
R0003 | 1181 | ROBUSCHI GERMANY | Ahnser Straße 5 | D – 31675 Bückeburg |  | 1136 | GERMANY |  | 1135 | www.robuschi.de
R0004 | 1198 | ROCKWELL AUTOMATION |  |  |  | 1137 |  |  | 1136 | www.rockwellautomation.com
R0005 | 1282 | ROTAVALVE (BRAND) |  |  |  | 1138 |  |  | 1137
R0006 | 1020 | RRJ |  |  |  | 1139 |  |  | 1138
R0008 | 1338 | ROTORK |  |  |  | 1296 |  |  | 1291 | www.rotork.com
S0001 | 1204 | SAGINOMIYA |  |  |  | 1140 | JAPAN |  | 1139 | www.saginomiya.co.jp
S0002 | 1194 | SALCOM TECHNOLOGIES (SEA AIR & LAND COMMUNICATIONS | 120 St Asaph Street | PO Box 22-621 | Christchurch | 1141 | New Zealand |  | 1140 | www.salcom.co.nz |  | 8142
S0003 | 1199 | SCHNEIDER ELECTRICAL | 11 Moncur Place | Addington | Christchurch | 1142 | NEW ZEALAND |  | 1141 | www.schneider-electric.co.nz |  | 8024
S0004 | 1210 | SELWOOD GROUP LTD | Bournemouth Road | Chandler's Ford | Eastleigh | 1143 | UK |  | 1142 | www.selwoodpumps.com | Hampshire | SO53 3ZL
S0005 | 1287 | SENIOR FLEXONICS NEW ZEALAND LTD | 5 Industry Road |  | Auckland | 1144 | NEW ZEALAND |  | 1143 | www.senior-flexonics.com
S0006 | 1004 | SHANGHAI BERNARD VALVE COMPANY |  |  | Shanghai | 1145 | CHINA |  | 1144 | www.bndvalve.com
S0007 | 1197 | SHIMADEN CO. LTD |  |  |  | 1146 | JAPAN |  | 1145 | www.shimaden.co.jp
S0008 | 1045 | SIEMENS NEW ZEALAND | 55 Hugo Johnston Drive | Penrose | Auckland | 1147 | New Zealand |  | 1146 | www.siemens.com |  | 1061
S0009 | 1221 | SIKA TECHNOLOGY LTD | 5 Carpenter Road | East Tamaki | Manukau | 1148 | New Zealand |  | 1147 | www.sikatech.co.nz |  | 2013
S0010 | 1219 | SIMTROL |  |  |  | 1149 |  |  | 1148 | www.simtrol.com
S0011 | 1289 | SKOPE Industries Limited | 66 Princess Street | PO Box 1091 | Christchurch | 1150 | New Zealand |  | 1149 | www.skope.co.nz |  | 8140
S0012 | 1275 | SMAR |  |  |  | 1151 |  |  | 1150 | www.smar.com
S0013 | 1021 | SOCOMEC GROUP |  |  |  | 1152 |  |  | 1151 | www.socomec.com
S0014 | 1209 | SOUTHERN CROSS |  |  |  | 1153 | AUSTRALIA |  | 1152 | www.southcross.com.au
S0015 | 1078 | STAMFORD |  |  |  | 1154 |  |  | 1153
S0016 | 1249 | STAUFF Corporation (NZ) Ltd. | Unit D, 103 Harris Road, East Tamaki | P.O. Box 204188 | Auckland | 1155 | New Zealand |  | 1154 | www.nz.stauff.com
S0017 | 1247 | STERIFLO (BRAND) |  |  |  | 1156 |  |  | 1155
S0018 | 1278 | SUPERTITE |  |  |  | 1157 |  |  | 1156
S0019 | 1262 | SWITCHBUILD LTD | 22 Melbourne St |  | Dunedin | 1158 | New Zealand |  | 1157 | www.switchbuild.co.nz |  | 9012
S0020 | 1325 | SCAME |  |  |  | 1268 | ITALY |  | 1267 | www.scame.com
S0021 | 1337 | SCOTT TECHNICAL SCOTT TECHNICAL |  |  |  | 1295 |  |  | 1290 | www.scotttech.net
S0022 | 1347 | Smith & Loveless Inc |  |  | Kansas | 1309 | USA |  | 1304
S0023 | 1350 | Sulzer |  |  |  | 1312 | Switzerland |  | 1307 | www.sulzer.com
S0024 | 1351 | Schneider |  |  |  | 1313 | France |  | 1308 | http://www.schneider-electric.
T0001 | 1296 | TAYLOR VALVE TECHNOLOGY |  |  |  | 1159 |  |  | 1158 | www.taylorvalve.com
T0002 | 1258 | TELTHERM INSTRUMENTS LTD | 295 Neilson Street | Onehunga | Auckland | 1160 | New Zealand |  | 1159 | www.teltherm.co.nz
T0003 | 1072 | TERCEL INTERNATIONAL |  |  |  | 1161 |  |  | 1160 | info.vic@tercel.com.au
T0004 | 1280 | TIDEFLEX TECHNOLOGIES | 600 North Bell Ave. Bldg. 2 |  | Carnegie | 1162 | USA |  | 1161 | www.tideflex.com | PA | 15106
T0005 | 1192 | (TKL) Flowserve Pump Division | 18 Hammersmith Drive | Wigram | Christchurch | 1163 | NEW ZEALAND |  | 1162 | www.tkl.com.au
T0006 | 1186 | TOMAL METERING SYSTEMS |  |  |  | 1164 |  |  | 1163 | www.tomal.com.au
T0007 | 1081 | TRIOBEX (BRAND) |  |  |  | 1165 |  |  | 1164
T0008 | 1075 | TSURUMI PUMP |  |  |  | 1166 |  |  | 1165 | www.tsurumipump.com
T0009 | 1264 | TURNFLO |  |  |  | 1167 |  |  | 1166
T0011 | 1316 | Tyco Flow Control New Zealand | 8 Fisher Crescent, Mt Wellington | P.O.Box 12169, Penrose | Auckland | 1187 | NEW ZEALAND |  | 1186 | www.tycoflowcontrol.com.au
T0012 | 1232 | Thermo Poly |  |  |  | 1203 |  |  | 1202
T0013 | 1340 | Trojan UV | 102A Carbine Road | P.O. Box 132-329 | Auckland | 1298 | New Zealand |  | 1293 | www.filtec.co.nz |  | 1644
T0014 | 1345 | Teknofanghi S.r.l | Via Brescia, 18 | 20063 Cernusco | Milano | 1307 | Italia |  | 1302 | http://www.teknofanghi.com
U0001 | 1065 | UNIVERSAL FAN & BLOWER LTD |  |  |  | 1168 |  |  | 1167 | www.universalfan.com
U0002 | 1052 | US FILTER |  |  |  | 1169 |  |  | 1168 | www.usfilter.com
V0001 | 1082 | VADE (BRAND) |  |  |  | 1170 |  |  | 1169
V0002 | 1033 | VALCO INSTRUMENTS CO. INC. (VICI) |  |  |  | 1171 |  |  | 1170 | www.vici.com
V0003 | 1179 | VAL-MATIC VALVE & MANUFACTURING CORP. | 905 Riverside Dr. |  | Elmhurst | 1172 | USA |  | 1171 | www.valmatic.com | IL | 60126
V0004 | 1223 | VARPLUS |  |  |  | 1173 |  |  | 1172
V0005 | 1273 | VENT-O-MAT |  |  |  | 1174 |  |  | 1173 | www.ventomat.com
V0006 | 1005 | VIAGIVITA |  |  |  | 1175 |  |  | 1174
V0007 | 1173 | VICTAULIC | P.O. Box 173 |  | Williamstown | 1176 | Australia |  | 1175 | www.victaulic.com | VIC | 3016
V0008 | 1225 | VISION RECHARGABLE PRODUCTS |  |  |  | 1177 |  |  | 1176 | www.vision-batt.com
V0009 | 1184 | VoR ENVIRONMENTAL |  |  |  | 1178 |  |  | 1177 | www.vor-env.com
V0010 | 1326 | Visa Energy | Northampton, UK |  |  | 1272 |  |  | 1271 | www.visaenergy.com
V0011 | 1348 | Value Valves |  |  |  | 1310 |  |  | 1305 | www.valuevalves.com
W0001 | 1193 | WALLACE & TIERNAN |  |  |  | 1179 |  |  | 1178 | www.wallace-tiernan.de
W0002 | 1318 | WALLIS GROUP |  |  |  | 1200 | AUSTRALIA |  | 1199 | www.walliswater.com.au
W0003 | 1189 | WEDECO |  |  |  | 1180 |  |  | 1179 | www.wedeco.com
W0004 | 1286 | WEG |  |  |  | 1181 |  |  | 1180 | www.weg.net
W0005 | 1177 | WILKINS |  |  |  | 1182 |  |  | 1181
W0006 | 1023 | WOODS |  |  |  | 1183 |  |  | 1182
W0007 | 1200 | WOODWARD | PO Box 1519 |  | Fort Collins | 1184 | USA |  | 1183 | www.woodward.com | Colorado | 80522-1519
W0008 | 1226 | WALL MURRY |  |  |  | 1202 |  |  | 1201
W0009 | 1342 | WESTFALL |  |  |  | 1302 |  |  | 1297 | www.westfallmfg.com
Y0001 | 1243 | Yokogawa NZ Ltd | PO Box 201188 | Auckland Airport | Auckland | 1185 | New Zealand |  | 1184 | www.yokogawa.com
Y0002 | 1322 | YUASA |  |  |  | 1265 | USA |  | 1264 | www.yuasabatteries.com
Z0001 | 1332 | ZENNER ZENNER FUZHOU Water Meter Co. Ltd. | www.zennerfuzhou.com/en/index.asp |  |  | 1285 | CHINA |  | 1282
|  | Power Master Inc | POWER MASTER INTERNATIONAL | 19177 N.W. 19 Street | Hollywood | 1005 | USA |  | 1005 |  | FL | 33029
[6 empty] | 1281 |  |  | 1
|  |  | www.zennerfuzhou.com/en/index.asp |  |  | 1284 | CHINA |  | 1
|  |  | UK |  |  | 1288 |  |  | 1
|  |  | INDIA |  |  | 1293 |  |  | 1

## Process Lookup (hidden)
Process Area | Process Desc | Usage Area | Compkey
1 | General & Ancillary | STSD-01 | 276402
2 | Inlet & Screening | STSD-02 | 276403
3 | Biological Treatment | STSD-03 | 276404
4 | Clarifier | STSD-04 | 276405
5 | RAS / Sludge Return Line | STSD-05 | 276406
6 | Sludge Handling / Drying | STSD-06 | 276407
7 | Disinfection | STSD-07 | 276408

## Asset Type Lookup
Asset Type Name | Asset Type Code | Finance Group | AMS
Air Blower | ABL | Electrical | Electrical Equipment/Components
Air blower building | ABL | Buildings | Other
Air Conditioner | ACD | Electrical | Electrical Equipment/Components
Aerator | AET | Electrical | Electrical Equipment/Components
Analyser Indicator Controller | AIC | Electrical | Electrical Equipment/Components
Air Valve Chamber | AIR | Manholes | Structures
Air Valve | AIV | Hydrants/Valves | Valves
Antenna/ Arial | ANT | Telemetry | Electrical Equipment/Components
Analogue Output Module | AOM | Telemetry | Electrical Equipment/Components
Assembly Kit | ASB | Electrical | Electrical Equipment/Components
Alarm System | ASM | Electrical | Electrical Equipment/Components
Autosampler | AUT | Electrical | Electrical Equipment/Components
backup Battery | BAT | Electrical | Electrical Equipment/Components
Bin/Skip | BIN | Treatment | Structures
Backflow Preventor | BKP | Hydrants/Valves | Pipes And Fittings
Bunker | BNK | Manholes | Structures
Bore | BRE | Pipework | Pipes And Fittings
Balance Tank | BTK | Manholes | Structures
Cabinetry | CAB | Electrical | Electrical Equipment/Components
Camlock Coupling | CAM | Hydrants/Valves | Valves
Chlorine Analyser | CAZ | Electrical | Electrical Equipment/Components
Chain Block | CBK | Buildings | Structures
Cabling | CBL | Electrical | Electrical Equipment/Components
Chlorine Doser | CDB | Electrical | Pipes And Fittings
Chlorine Inlet Chamber | CIT | Manholes | Structures
Chlorine Leak Detector | CLD | Electrical | Electrical Equipment/Components
Chlorine Sensor | CLS | Electrical | Electrical Equipment/Components
Chamber | CMB | Manholes | Structures
Chamber Lid | CML | Buildings | Structures
Computer | CMP | Electrical | Other
Control Panel | CNP | Electrical | Electrical Equipment/Components
Centrifuge | CNT | Treatment | Motors/ Compressors
Conveyor | CNV | Electrical | Other
Compressor | COM | Pumps | Motors/ Compressors
Cesspit / Mudtank | CPT | Treatment | Pipes And Fittings
Chemical Storage Tanks | CST | Treatment | Pipes And Fittings
Chlorine Trolley Load | CTL | Treatment | Other
Chlorine Weigh Pads | CWP | Treatment | Electrical Equipment/Components
Decanter | DCT | Treatment | Pipes And Fittings
Diffuser | DIF | Treatment | Pipes And Fittings
Decant Tank | DNT | Treatment | Structures
DO Meter | DOM | Electrical | Electrical Equipment/Components
Drainage / Discharge | DRN | Pipework | Pipes And Fittings
Dispersal Trench | DTR | Pipework | Pipes And Fittings
Dose/Volume Timer | DVT | Electrical | Electrical Equipment/Components
Drywell | DWL | Buildings | Structures
Electrical Dosing Drive | EDD | Electrical | Electrical Equipment/Components
Electrical Controls | ELE | Electrical | Electrical Equipment/Components
Electrical Services | ELS | Electrical | Electrical Equipment/Components
Embankment | EMB | Buildings | Structures
Emergency Storage | EMG | Buildings | Structures
Emergency Shower | EMS | Pipework | Pipes And Fittings
Fan | FAN | Electrical | Motors/ Compressors
Filtration Bed/ Biofilter | FBB | Treatment | Structures
Flow Indicator Controller | FIC | Electrical | Electrical Equipment/Components
Pipes and Fittings | FIT | Pipework | Pipes And Fittings
Flowmeter Chamber | FLC | Manholes | Structures
Flexible Joint | FLJ | Pipework | Pipes And Fittings
Flowmeter | FLM | Electrical | Electrical Equipment/Components
Flushing Connection | FLS | Hydrants/Valves | Valves
Cartridge Filter | FLT | Treatment | Pipes And Fittings
Fences | FNC | Buildings | Structures
Fuel Tank | FNK | Generators | Structures
Foundation | FON | Buildings | Structures
Flood Protection Barrier | FPB | Buildings | Structures
Fire System | FRE | Electrical | Electrical Equipment/Components
Flow Switch | FSW | Electrical | Electrical Equipment/Components
Gantry | GAN | Buildings | Structures
Generator Connection | GCN | Generators | Electrical Equipment/Components
Generator | GEN | Generators | Motors/ Compressors
Generator Controller | GNC | Electrical | Electrical Equipment/Components
Grit Classifier | GRC | Treatment | Structures
Grease Tank | GRE | Treatment | Structures
Grilles | GRS | Pipework | Pipes And Fittings
Grit Removal | GRT | Treatment | Structures
Generator Synchroniser | GSY | Generators | Electrical Equipment/Components
Hammer Resister | HAM | Hydrants/Valves | Pipes And Fittings
Harmonic Filter | HAR | Electrical | Electrical Equipment/Components
Headworks Chamber | HDC | Manholes | Structures
Human Machine Interface | HMI | Electrical | Electrical Equipment/Components
Hose Reel/Hose | HOS | Pipework | Pipes And Fittings
Hoist | HST | Buildings | Structures
Heater | HTR | Electrical | Electrical Equipment/Components
Hydrants | HYD | Hydrants/Valves | Pipes And Fittings
Insulation Box | INB | Pipework | Structures
Inspection Chamber | INC | Manholes | Structures
Inlet Chamber | INT | Buildings | Structures
Irrigation System | IRR | Pipework | Pipes And Fittings
Isolating valve | ISO | Hydrants/Valves | Valves
IT Hardware | ITH | Software | Electrical Equipment/Components
Junction Chamber | JUC | Manholes | Structures
Landscaping | LAN | Buildings | Other
Level Control | LCU | Electrical | Electrical Equipment/Components
Level Indicator | LEI | Electrical | Electrical Equipment/Components
Lifting Beam | LFB | Buildings | Structures
Lime Hopper & Feeder | LFS | Treatment | Other
Limit Switch | LMT | Electrical | Electrical Equipment/Components
Lightening Arrester | LPU | Electrical | Electrical Equipment/Components
Level Sensor | LSN | Electrical | Electrical Equipment/Components
Level Transmitter | LTM | Electrical | Electrical Equipment/Components
Level Transducer | LTR | Electrical | Electrical Equipment/Components
Macerator | MAC | Treatment | Pumps
MCC building | MCC | Buildings | Structures
Meter | MET | Electrical | Electrical Equipment/Components
Manhole/ Lampholes/ Cleaning E | MHL | Manholes | Structures
Mixer | MIX | Treatment | Motors/ Compressors
Moisture Monitoring Probe | MOI | Electrical | Electrical Equipment/Components
Motor Protection Relay | MPR | Electrical | Electrical Equipment/Components
Motor Control | MTC | Electrical | Electrical Equipment/Components
Motor | MTR | Pumps | Motors/ Compressors
Non Return Valve | NRV | Hydrants/Valves | Valves
Odour Absorbtion Bed | OAB | Treatment | Structures
Outlet Chamber | OCH | Manholes | Structures
Odour Control Unit | OCU | Treatment | Structures
Overflow (spillway) | OFL | Treatment | Pipes And Fittings
Pressure Break Tank | PBT | Buildings | Structures
Pipe Chamber | PCH | Manholes | Structures
Pump Chamber | PCM | Buildings | Structures
pH Analyser | PHA | Electrical | Electrical Equipment/Components
Pipework | PIP | Pipework | Pipes And Fittings
Programme Logic Controller | PLC | Electrical | Electrical Equipment/Components
Polymer Tank | PLY | Treatment | Structures
Pump Control | PMC | Electrical | Electrical Equipment/Components
Pump | PMP | Pumps | Pumps
Pond | PND | Treatment | Structures
Pollution Inteceptor | POL | Treatment | Structures
Pump Rails | PPR | Pipework | Pipes And Fittings
Pressure Gauge | PRG | Electrical | Electrical Equipment/Components
Pressure Switch | PRS | Electrical | Electrical Equipment/Components
Pressure Reducing, Sustaining | PRV | Hydrants/Valves | Valves
Pressure Sensor | PSN | Electrical | Electrical Equipment/Components
Pump station building | PUS | Buildings | Other
Pressure Washer | PWS | Treatment | Pipes And Fittings
Rotating Biological Contactor | RBC | Treatment | Structures
Reservoir | REV | Buildings | Reservoir
Access Road | ROA | Buildings | Structures
Rotameter | ROT | Treatment | Valves
Retaining Walls/ Bund | RTW | Buildings | Structures
Satellite Dish | SAL | Electrical | Electrical Equipment/Components
Sampler | SAM | Electrical | Electrical Equipment/Components
Surge Anticipating Valve | SAT | Hydrants/Valves | Valves
Sound Barrier | SBR | Buildings | Structures
SBR | SBT | Treatment | Structures
Surge Chamber | SCH | Pipework | Structures
Scales | SCL | Treatment | Electrical Equipment/Components
Screen Chamber | SCM | Manholes | Structures
Mechanical Screen | SCR | Treatment | Other
Screen | SCR | Treatment | Other
Septic Tanks | SEP | Treatment | Structures
Shed | SHD | Buildings | Structures
Sludge Storage Tank | SLT | Treatment | Structures
Ball, Gate, Sluice etc | SLV | Hydrants/Valves | Valves
Solenoid Valve | SOL | Hydrants/Valves | Valves
Speed Indicator | SPI | Electrical | Electrical Equipment/Components
Solar Panel | SPN | Electrical | Electrical Equipment/Components
Sprinklers | SPR | Pipework | Pipes And Fittings
Soakpit | SPT | Manholes | Pipes And Fittings
Soft Starter | STA | Electrical | Electrical Equipment/Components
Surge Tank | STK | Pipework | Structures
Storage Chamber | STR | Buildings | Structures
Sump | SUM | Pipework | Pipes And Fittings
Surge Controller | SUR | Hydrants/Valves | Valves
Switchboard | SWB | Electrical | Electrical Equipment/Components
Software | SWR | Software | Other
Sample tap or similar | TAP | Hydrants/Valves | Valves
Tarriff Metering | TAR | Electrical | Electrical Equipment/Components
Tobys | TBV | Hydrants/Valves | Valves
TEE | TEE | Hydrants/Valves | Valves
Telemetry | TEL | Telemetry | Electrical Equipment/Components
Temperature Switch | TEM | Electrical | Electrical Equipment/Components
Temperature Indicator Controll | TIC | Electrical | Electrical Equipment/Components
Temperature Alarm | TMA | Electrical | Electrical Equipment/Components
Temperature Element | TME | Electrical | Electrical Equipment/Components
Temporary Storage | TMS | Buildings | Structures
Tank | TNK | Buildings | Structures
Pressure Transducer | TRA | Electrical | Electrical Equipment/Components
Trailer | TRL | Buildings | Other
Transformer | TRN | Electrical | Electrical Equipment/Components
Telemetry Radio | TRR | Telemetry | Electrical Equipment/Components
Turbidity Meter | TUM | Treatment | Electrical Equipment/Components
Telemetry Unit | TUR | Telemetry | Electrical Equipment/Components
UPS | UPS | Electrical | Electrical Equipment/Components
UV plant building | UVP | Buildings | Structures
UV System | UVS | Treatment | Structures
Variable Dosing Drive | VDD | Electrical | Electrical Equipment/Components
Vibration Switch | VIB | Electrical | Electrical Equipment/Components
Valve Chamber | VLC | Buildings | Structures
Valve | VLV | Hydrants/Valves | Valves
Ventilation | VNT | Pumps | Other
V - Notch Weir | VNW | Hydrants/Valves | Structures
Variable Speed Drive | VSD | Electrical | Electrical Equipment/Components
Water Blaster | WBR | Buildings | Motors/ Compressors
Weir/ Slide Gate | WER | Hydrants/Valves | Valves
Well | WLL | Pipework | Structures
Waveboard | WVB | Treatment | Structures
Wet Well Lid | WWL | Buildings | Structures